## Search_PN
Enter a part number => | 99766901 |  | 24*48 SANS RAZ 230VAC
Proposal 1 replacement | 99776901 | CIM 24*48 SANS RAZ 230VAC
Proposal 2 replacement | 0 | 0
Proposal 3 replacement | 0 | 0
Comments | 0
You must chek with the datasheet of the proposal
JFS_25-09-15

## Global_list
old P/N | JF validation | description | new1 | description1 | new2 | description2 | new3 | description3 | comments | comments to update data bese
88871105 |  | BARU 24 VUC / 110 VAC | 8882115 | MAR1 | 88866305 | RU2R1 (en fonction A) |  |  | Boitier format 22,5 mm abandonné . Proposition with boitier 17,5 mm RU2R1 = boitier 22,5 mm mais with 2 relais de sortie | request sent to Paul bachman to update.
79694015 |  | C11 Culot 11 broches à souder | 25622076 | C11 Culot 11 broches à souder
25622077 |  | socle 11 broches rail DIN | 25622080 | socle 11 broches rail DIN
25622078 |  | socle 11 broches rail DIN | 25622080 | socle 11 broches rail DIN | [5 empty] | request sent to Paul bachman to update.
25622128 |  | socle 8 broches rail DIN | 25622130 | socle 8 broches rail DIN
25622129 |  | socle 8 broches rail DIN | 25622130 | socle 8 broches rail DIN
79694016 |  | C8 Culot 8 broches à souder | 25622301 | C8 Culot 8 broches à souder | [5 empty] | request sent to Paul bachman to update.
25622601 |  | SONDE KTY sonde de dégivrage | 25622601 | SONDE KTY sonde de dégivrage apairé avec NFR
26532707 |  | Socle Rail Din pour RTMA2 et RAR2 | 26532706 | Socle Rail Din pour RTMA4 |  |  |  |  | Le socle peut servir aux deux produits (RTMA2 et RTMA4)
87620300 | X | Plaque adaptation pour découpe 72x72 | 26546842 | ACC Plaque adaptation découpe 72x72 |  |  |  |  | L'accessoire est compatible seulement with les nouveaux compteurs
26546829 |  | Plaque adaptation pour découpe 25x50 | 26546844 | ACC Plaque adaptation découpe 25x50 | [5 empty] | request sent to Paul bachman to update.
26546829 | X |  | 26546844 | [5 empty] | L'accessoire est compatible seulement with les nouveaux compteurs
26546803 |  | Socle connecteur Rail din pour CH48G | 26546845 | ACC Socle connecteur Rail din pour CH48G
26546803 | X |  | 26546845 | [5 empty] | L'accessoire est compatible seulement with les nouveaux compteurs
26546805 |  | Cache gris 55x55 decoupe dépassante du CH48G | 26546846 | ACC Cache 55x55 decoupe CH48G | [5 empty] | request sent to Paul bachman to update.
26546805 | X |  | 26546846 | [5 empty] | L'accessoire est compatible seulement with les nouveaux compteurs
26546830 |  | Plaque adaptation pour découpe 45x45 | 26546849 | ACC Plaque adaptation découpe 45x45 | [5 empty] | request sent to Paul bachman to update.
26546830 | X |  | 26546849
74525304 |  | TIXP3 | 74525305 | TI 100A
79696005 |  | ELECTRODE S7 A SUSPENDRE | 79696043 | ELECTRODE S7 A SUSPENDRE
79696007 |  | PORTE ELECTRODE S6 | 79696044 | Porte Electrode S8
79696008 |  | ELECTRODE 1M (3P) | 79696044 | Porte Electrode S8
79696011 |  | ELECTRODE 300 MM (3P) | 79696044 | Porte Electrode S8
79696024 |  | ELECTRODE 600 MM (3P) | 79696044 | Porte Electrode S8
84870201 |  | ENR 24A | 84870200 | ENR 24-240VUC | 84870700 | HNM modulaire 35mm
84870203 |  | ENR 120A | 84870200 | ENR 24-240VUC | 84870700 | HNM modulaire 35mm
84870204 |  | ENR 230A | 84870200 | ENR 24-240VUC | 84870700 | HNM modulaire 35mm
84890002 |  | CN 24Vac | 84870200 | ENR 24-240VUC | 84870700 | HNM modulaire 35mm
84890004 |  | CN 48 Vac | 84870200 | ENR 24-240VUC | 84870700 | HNM modulaire 35mm
84890006 |  | CN 110 Vac | 84870200 | ENR 24-240VUC | 84870700 | HNM modulaire 35mm
84890007 |  | CN 230 Vac | 84870200 | ENR 24-240VUC | 84870700 | HNM modulaire 35mm
84890010 |  | DNR 2 240 A 50/60HZ STD | 84870200 | ENR 24-240VUC | 84870700 | HNM modulaire 35mm
84890012 |  | DNR2 24 VAC | 84870200 | ENR 24-240VUC | 84870700 | HNM modulaire 35mm
84890014 |  | DNR2 48 VAC | 84870200 | ENR 24-240VUC | 84870700 | HNM modulaire 35mm
84890016 |  | DNR2 110 VAC | 84870200 | ENR 24-240VUC | 84870700 | HNM modulaire 35mm
84890017 |  | DNR2 230 VAC | 84870200 | ENR 24-240VUC | 84870700 | HNM modulaire 35mm
84890054 |  | C1N 24/48 ac | 84870200 | ENR 24-240VUC | 84870700 | HNM modulaire 35mm
84890058 |  | C1N 115/230 ac | 84870200 | ENR 24-240VUC | 84870700 | HNM modulaire 35mm
84890064 |  | C2N 24/48 ac | 84870200 | ENR 24-240VUC | 84870700 | HNM modulaire 35mm
84890068 |  | C2N 115/230 ac | 84870200 | ENR 24-240VUC | 84870700 | HNM modulaire 35mm
84890112 |  | DNRT2 24 VAC | 84870200 | ENR 24-240VUC | 84870700 | HNM modulaire 35mm
84890114 |  | DNRT2 48 VAC | 84870200 | ENR 24-240VUC | 84870700 | HNM modulaire 35mm
84890116 |  | DNRT2 110 VAC | 84870200 | ENR 24-240VUC | 84870700 | HNM modulaire 35mm
84890117 |  | DNRT2 230 VAC | 84870200 | ENR 24-240VUC | 84870700 | HNM modulaire 35mm
84890118 |  | DNRT 2 240A 50/60HZ STD | 84870200 | ENR 24-240VUC | 84870700 | HNM modulaire 35mm
84890212 |  | DNR2HS 24 VAC | 84870200 | ENR 24-240VUC | 84870700 | HNM modulaire 35mm
84890214 |  | DNR2HS 48 VAC | 84870200 | ENR 24-240VUC | 84870700 | HNM modulaire 35mm
84890216 |  | DNR2HS 110 VAC | 84870200 | ENR 24-240VUC | 84870700 | HNM modulaire 35mm
84890217 |  | DNR2HS 230VAC | 84870200 | ENR 24-240VUC | 84870700 | HNM modulaire 35mm
84890254 |  | C1NHS 24/48Vac | 84870200 | ENR 24-240VUC | 84870700 | HNM modulaire 35mm
84890258 |  | C1NHS 115/230 ac | 84870200 | ENR 24-240VUC | 84870700 | HNM modulaire 35mm
84890264 |  | C2NHS 24/48 ac | 84870200 | ENR 24-240VUC | 84870700 | HNM modulaire 35mm
84890268 |  | C2NHS 115/230 ac | 84870200 | ENR 24-240VUC | 84870700 | HNM modulaire 35mm
84890312 |  | DNR2LS 24 VAC | 84870200 | ENR 24-240VUC | 84870700 | HNM modulaire 35mm
84890314 |  | DNR2LS 48 VAC | 84870200 | ENR 24-240VUC | 84870700 | HNM modulaire 35mm
84890316 |  | DNR2LS 110 VAC | 84870200 | ENR 24-240VUC | 84870700 | HNM modulaire 35mm
84890317 |  | DNR2LS 230VAC | 84870200 | ENR 24-240VUC | 84870700 | HNM modulaire 35mm
84890354 |  | C1NLS 24/48 ac | 84870200 | ENR 24-240VUC | 84870700 | HNM modulaire 35mm
84890358 |  | C1NLS 110/230 ac | 84870200 | ENR 24-240VUC | 84870700 | HNM modulaire 35mm
84890364 |  | C2NLS 24/48 ac | 84870200 | ENR 24-240VUC | 84870700 | HNM modulaire 35mm
84890368 |  | C2NLS 115/230 ac | 84870200 | ENR 24-240VUC | 84870700 | HNM modulaire 35mm
84890412 |  | DNR 2D 24A DOWN (VIDANGE) | 84870200 | ENR 24-240VUC | 84870700 | HNM modulaire 35mm
84890417 |  | DNR 2D 230A DOWN(VIDANGE) | 84870200 | ENR 24-240VUC | 84870700 | HNM modulaire 35mm
84890512 |  | DNR 2D 24A HIGH SENSIT | 84870200 | ENR 24-240VUC | 84870700 | HNM modulaire 35mm
84890712 |  | DNR 2D 24A LOW SENSI DOWN | 84870200 | ENR 24-240VUC | 84870700 | HNM modulaire 35mm
84870211 |  | ENRM 24A | 84870210 | ENRM 24-240 VUC | 84870700 | HNM modulaire 35mm
84870213 |  | ENRM 120A | 84870210 | ENRM 24-240 VUC | 84870700 | HNM modulaire 35mm
84870214 |  | ENRM 230A | 84870210 | ENRM 24-240 VUC | 84870700 | HNM modulaire 35mm
84871001 |  | EIL 24VDC | 84871020 | EIL 24VDC | 84871120 | HIL modulaire 35mm
84871002 |  | EIL 24VAC | 84871021 | EIL 24VAC | 84871120 | HIL modulaire 35mm
84871003 |  | EIL 48VAC | 84871022 | EIL 48VAC | 84871120 | HIL modulaire 35mm
84871004 |  | EIL 120VAC | 84871023 | EIL 120VAC | 84871120 | HIL modulaire 35mm
84871005 |  | EIL 230VAC | 84871024 | EIL 230VAC | 84871120 | HIL modulaire 35mm
84871006 |  | EIH24VDC | 84871030 | EIH 24VDC | 84871130 | HIH modulaire 35mm
84871007 |  | EIH 24VAC | 84871031 | EIH 24VAC | 84871130 | HIH modulaire 35mm
84871008 |  | EIH 48VAC | 84871032 | EIH 48VAC | 84871130 | HIH modulaire 35mm
84871009 |  | EIH 120VAC | 84871033 | EIH 120VAC | 84871130 | HIH modulaire 35mm
84871010 |  | EIH 230VAC | 84871034 | EIH 230VAC | 84871130 | HIH modulaire 35mm
84871201 |  | EIT 24VDC | 84871040 | EIT 24VDC | 84871130 | HIH modulaire 35mm + Ti du commerce
84892005 |  | DIART 2 24D | 84871040 | EIT 24VDC | 84871130 | HIH modulaire 35mm |  |  | PRECheck with UN TRANFORMATEUR D'INTENSITE EIT + Ti dédié (26 852 304) HIH + Ti du commerce
84892005 |  | DIARTD 2 24 D | 84871040 | EIT 24VDC
84871202 |  | EIT 24VAC | 84871041 | EIT 24VAC | 84871130 | HIH modulaire 35mm + Ti du commerce
84892005 |  | DIART 2 24A 50/60 HZ | 84871041 | EIT 24VAC | 84871130 | HIH modulaire 35mm |  |  | PRECheck with UN TRANFORMATEUR D'INTENSITE EIT + Ti dédié (26 852 304) HIH + Ti du commerce
84892005 |  | DIARTD 2 24 A 50/60HZ | 84871041 | EIT 24VAC
84871203 |  | EIT48VAC | 84871042 | EIT48VAC | 84871130 | HIH modulaire 35mm + Ti du commerce
84892005 |  | DIART 2 48 A 50/60 HZ | 84871042 | EIT48VAC | 84871130 | HIH modulaire 35mm |  |  | PRECheck with UN TRANFORMATEUR D'INTENSITE EIT + Ti dédié (26 852 304) HIH + Ti du commerce
84892005 |  | DIARTD 2 48 A 50/60 HZ | 84871042 | EIT48VAC
84871204 |  | EIT 120VAC | 84871043 | EIT 120VAC | 84871130 | HIH modulaire 35mm + Ti du commerce
84892005 |  | DIART 2 110A 50/60 HZ | 84871043 | EIT 120VAC | 84871130 | HIH modulaire 35mm |  |  | PRECheck with UN TRANFORMATEUR D'INTENSITE EIT + Ti dédié (26 852 304) HIH + Ti du commerce
84892005 |  | DIARTD2 110A 50-60HZ | 84871043 | EIT 120VAC
84871205 |  | EIT 230VAC | 84871044 | EIT 230VAC | 84871130 | HIH modulaire 35mm + Ti du commerce
84892005 |  | DIART 2 230A | 84871044 | EIT 230VAC | 84871130 | HIH modulaire 35mm |  |  | PRECheck with UN TRANFORMATEUR D'INTENSITE EIT + Ti dédié (26 852 304) HIH + Ti du commerce
84892005 |  | DIARTD 2 230A | 84871044 | EIT 230VAC
84871301 | X | HDIL 24VDC | 84871120 | HIL sans display
84871302 | X | HDIL 24VAC | 84871120 | HIL sans display
84871304 | X | HDIL 115VAC | 84871120 | HIL sans display
84871305 | X | HDIL 230VAC | 84871120 | HIL sans display
84871102 |  | MCI | 84871122 | MIC
84871306 | X | HDIH 24VDC | 84871130 | HIH sans display
84871307 | X | HDIH 24VAC | 84871130 | HIH sans display
84871309 | X | HDIH 115VAC | 84871130 | HIH sans display
84871310 | X | HDIH 230VAC | 84871130 | HIH sans display
84893852 | X | XTRIR3 | 84871852 | XTRIR 3 |  |  |  |  | Réservé Propriété AUTELEC Client SIDEL (Allo B, PLOUZENNEC)
84872001 |  | EUL 24VDC | 84872020 | EUL 24VDC | 84872120 | HUL
84872002 |  | EUL24VAC | 84872021 | EUL24VAC | 84872120 | HUL
84872004 |  | EUL 120VAC | 84872023 | EUL 120VAC | 84872120 | HUL
84872005 |  | EUL 230VAC | 84872024 | EUL 230VAC | 84872120 | HUL
84872006 |  | EUH 24VDC | 84872030 | EUH 24VDC | 84872130 | HUH
84872007 |  | EUH 24VAC | 84872031 | EUH 24VAC | 84872130 | HUH
84872009 |  | EUH 120VAC | 84872033 | EUH 120VAC | 84872130 | HUH
84872010 |  | EUH 230VAC | 84872034 | EUH 230VAC | 84872130 | HUH
84872301 | X | HDUL 24VDC | 84872120 | HUL sans display
84872302 | X | HDUL 24VAC | 84872120 | HUL sans display
84872304 | X | HDUL 115VAC | 84872120 | HUL sans display
84872305 | X | HDUL 230VAC | 84872120 | HUL sans display
84872306 | X | HDUH 24VDC | 84872130 | HUH sans display
84872307 | X | HDUH 24VAC | 84872130 | HUH sans display
84872309 | X | HDUH 115VAC | 84872130 | HUH sans display
84872310 | X | HDUH 230VAC | 84872130 | HUH sans display
84872040 | X | EUS XTR1 12VDC | 84872140 | MUS
84872100 | X | EUS 12VDC | 84872140 | MUS
84892005 |  | C1US 12 V cc | 84872140 | MUS
84892005 |  | DSR 2 12 D | 84872140 | MUS
84892005 |  | DSR D2 12 D | 84872140 | MUS
84872046 | X | EUS XTR1 20-80VUC | 84872141 | MUS
84872101 | X | EUS 20-80VAC | 84872141 | MUS
84892005 |  | C1US 20.80 Vac cc | 84872141 | MUS
84892005 |  | DSR 2 20-80 | 84872141 | MUS
84892005 |  | DSR D2 20-80 | 84872141 | MUS
84872047 | X | EUS XTR1 65-260VUC | 84872142 | MUS
84872102 | X | EUS 90-270VAC | 84872142 | MUS
84892005 |  | C1US 90.270 Vac cc | 84872142 | MUS
84892005 |  | DSR 2 90-270 | 84872142 | MUS
84892005 |  | DSR D2 90-270 | 84872142 | MUS
84872056 | X | EUSF XTR1 20-80VUC | 84872151 | MUSF
84872201 | X | EUSF 20-80VAC | 84872151 | MUSF
84892005 |  | DSFRT 2 20-80 | 84872151 | MUSF
84872057 | X | EUSF XTR1 65-260VUC | 84872152 | MUSF
84872202 | X | EUSF 90-270VAC | 84872152 | MUSF
84892005 |  | DSFRT 2 90-270 | 84872152 | MUSF
84873512 | X | EW2 400VAC | 84873022 | MWG (1 relais)
84892005 |  | DWRS2 200-500A | 84873022 | MWG
84873010 | X | FW 3 X 230VAC | 84873023 | MWU (1 relais) ou HWUA (2relais) | 84873026 | HWUA (2relais) |  |  | MWU (1 relais) ou HWUA (2relais)
84873011 | X | FW 3 X 380VAC | 84873023 | MWU (1 relais) | 84873026 | HWUA (2relais) |  |  | MWU (1 relais) ou HWUA (2relais)
84873012 | X | FW 3 X 400VAC | 84873023 | MWU (1 relais) | 84873026 | HWUA (2relais) |  |  | MWU (1 relais) ou HWUA (2relais)
84873013 | X | FW 3 X 415VAC | 84873023 | MWU (1 relais) | 84873026 | HWUA (2relais) |  |  | MWU (1 relais) ou HWUA (2relais)
84873014 | X | FW 3 X 440VAC | 84873023 | MWU (1 relais) | 84873026 | HWUA (2relais) |  |  | MWU (1 relais) ou HWUA (2relais)
84873015 | X | FW 3 X 480VAC | 84873023 | MWU (1 relais) | 84873026 | HWUA (2relais) |  |  | MWU (1 relais) ou HWUA (2relais)
84892005 |  | DWR2 380A/380A | 84873023 | MWU
84892005 |  | CW 3X230 230 Vac | 84873023 | MWU
84892005 |  | CW 3X400 24Vac | 84873023 | MWU
84892005 |  | CW 3X400 230 Vac | 84873023 | MWU
84892005 |  | CW 3X400 400 Vac | 84873023 | MWU
84892005 |  | DWR2 3X230 VAC/230 VAC | 84873023 | MWU
84892005 |  | DWR2 3X415 VAC/415 VAC | 84873023 | MWU
84892005 |  | DWR2 3X400 VAC/24 VAC | 84873023 | MWU
84892005 |  | DWR2 3X415VAC/230VAC | 84873023 | MWU
84892005 |  | DWR2 3X400 VAC/230 VAC | 84873023 | MWU
84892005 |  | DWR2 3X400 VAC/400 VAC | 84873023 | MWU
84892005 |  | DWR2 3X440VAC/110 VAC | 84873023 | MWU
84892005 |  | DWR2 3X440 VAC/440 VAC | 84873023 | MWU
84892005 |  | DWR2 3X380A/230 VAC | 84873023 | MWU
84873300 | X | FWA 3X230 VAC | 84873024 | MWA
84873301 | X | FWA 3X400 VAC | 84873024 | MWA
84873502 | X | EWA2 400VAC | 84873024 | MWA (1 relais)
84892005 |  | CWA 3X230 Vac | 84873024 | MWA
84892005 |  | DWRA 2 3X240 VAC | 84873024 | MWA
84892005 |  | CWA 3X400 Vac | 84873024 | MWA
84892005 |  | CWA 3X440 Vac | 84873024 | MWA
84892005 |  | DWRA 2 3X230 VAC | 84873024 | MWA
84892005 |  | DWRA 2 3X400 VAC | 84873024 | MWA
84892005 |  | DWRA 2 3X415 VAC | 84873024 | MWA
84892005 |  | DWRA 2 3X440 VAC | 84873024 | MWA
84892005 |  | DWRA2 SP2 230A | 84873024 | MWA
84892005 |  | DWRA2 SP2 3X400 VAC | 84873024 | MWA
84882339 | X | DWRU 440A | 84873025 | MWUA | 84873026 | HWUA
84873310 | X | FWA2 3X230VAC | 84873026 | HWUA
84873311 | X | FWA2 3X400VAC | 84873026 | HWUA
84874000 |  | ETM 24VDC | 84873027 | HWTM modulaire 35 mm
84874001 |  | ETM 24VAC | 84873027 | HWTM modulaire 35 mm
84874003 |  | ETM 110VAC | 84873027 | HWTM modulaire 35 mm
84874004 |  | ETM 230VAC | 84873027 | HWTM modulaire 35 mm
84874013 |  | ETM 120VAC | 84873027 | HWTM modulaire 35 mm
84874014 |  | ETM 230VAC | 84873027 | HWTM modulaire 35 mm
84874015 |  | ETM 24VUC | 84873027 | HWTM modulaire 35 mm
84874022 |  | ETM2 48VAC | 84873028 | HWTM2 modulaire 35 mm
84874023 |  | ETM2 120VAC | 84873028 | HWTM2 modulaire 35 mm
84874024 |  | ETM2 230VAC | 84873028 | HWTM2 modulaire 35 mm
84874025 |  | ETM2 24VUC | 84873028 | HWTM2 modulaire 35 mm
84874033 |  | ETM22 120VAC | 84873028 | HWTM2 modulaire 35 mm
84874034 |  | ETM22 230VAC | 84873028 | HWTM2 modulaire 35 mm
84874035 |  | ETM22 24VUC | 84873028 | HWTM2 modulaire 35 mm
84874100 |  | ETM2 24VDC | 84873028 | HWTM2 modulaire 35 mm
84874101 |  | ETM2 24VAC | 84873028 | HWTM2 modulaire 35 mm
84874103 |  | ETM2 110VAC | 84873028 | HWTM2 modulaire 35 mm
84874104 |  | ETM2 230VAC | 84873028 | HWTM2 modulaire 35 mm
84892005 |  | CTM 230 Vac | 84873028 | HWTM2 modulaire 35 mm
84892005 |  | DPMR2 24VCA | 84873028 | HWTM2 modulaire 35 mm
84892005 |  | DPMR 2 230A | 84873028 | HWTM2 modulaire 35 mm
84892005 |  | DPMR 2 SP2 24A | 84873028 | HWTM2 modulaire 35 mm
84892005 |  | DPMR 2 SP2 230A | 84873028 | HWTM2 modulaire 35 mm
84873020 | X | EWS | 84873029 | MWS
84873299 |  | EWS | 84873029 | MWS
84892005 |  | EWS | 84873029 | MWS
84892005 |  | EWS | 84873029 | MWS
84873001 | X | EWS2 | 84873034 | EWS2 | 84873021 | MWS2
84873004 | X | EWS2 | 84873034 | EWS2 | 84873021 | MWS2
84873200 | X | F3US 230A | 84873220 | H3US | 84873222 | M3US
84873201 | X | F3US 400A | 84873220 | H3US | 84873222 | M3US
84891006 |  | C3U 3X230 110 Vac | 84873220 | H3US
84891007 |  | C3U 3X230 230 Vac | 84873220 | H3US
84891016 |  | C3U 3X400 110 Vac | 84873220 | H3US
84891017 |  | C3U 3X400 230 Vac | 84873220 | H3US
84891018 |  | C3U 3X400 400 Vac | 84873220 | H3US
84891027 |  | C3U 3X440 230 Vac | 84873220 | H3US
84891029 |  | C3U 3X440 440 Vac | 84873220 | H3US
84891035 |  | DUFR 2 240/240A | 84873220 | H3US
84891036 |  | DUFR 2 230/110A | 84873220 | H3US
84891037 |  | DUFR 2 230/230A-240A | 84873220 | H3US
84891040 |  | DUFR 2 415/240A | 84873220 | H3US
84891041 |  | DUFR 2 415/415A | 84873220 | H3US
84891042 |  | DUFR 2 400/24A | 84873220 | H3US
84891043 |  | DUFR 2 380/380A | 84873220 | H3US
84891045 |  | DUFR 2 380/220A | 84873220 | H3US
84891046 |  | DUFR 2 400/110A | 84873220 | H3US
84891047 |  | DUFR 2 400/230A-240A | 84873220 | H3US
84891048 |  | DUFR 2 400/400A | 84873220 | H3US
84891052 |  | DUFR 2 440/24A | 84873220 | H3US
84891056 |  | DUFR 2 440/110A | 84873220 | H3US
84891057 |  | DUFR 2 440/230A-240A | 84873220 | H3US
84891059 |  | DUFR 2 440/440A | 84873220 | H3US
84873210 | X | F3USN 230A | 84873221 | H3USN
84873211 | X | F3USN 400A | 84873221 | H3USN
84891117 |  | C3UN 3X400 230 Vac | 84873221 | H3USN
84891118 |  | C3UN 3X400 400 Vac | 84873221 | H3USN
84891130 |  | DUFRN2 240/240A | 84873221 | H3USN
84891136 |  | DUFRN 2 230/110A | 84873221 | H3USN
84891137 |  | DUFRN 2 230/230A-240A | 84873221 | H3USN
84891140 |  | DUFRN 2 415/240A | 84873221 | H3USN
84891141 |  | DUFRN 2 415/415A | 84873221 | H3USN
84891146 |  | DUFRN 2 400/110A | 84873221 | H3USN
84891147 |  | DUFRN 2 400/230A-240A | 84873221 | H3USN
84891148 |  | DUFRN 2 400/400A | 84873221 | H3USN
84891149 |  | DUFRN 2 400/440A | 84873221 | H3USN
84891157 |  | DUFRN 2 440/230A-240A | 84873221 | H3USN
84891159 |  | DUFRN 2 440/440A | 84873221 | H3USN
84891197 |  | DUFRN2 380/220A | 84873221 | H3USN
84874300 |  | FRL 24VDC | 84874320 | HSV
84874301 |  | FRL 24VAC | 84874320 | HSV
84874303 |  | FRL 120VAC | 84874320 | HSV
84874304 |  | FRL 230VAC | 84874320 | HSV
84892005 |  | CRL 24 Vac | 84874320 | HSV | [5 empty] | request sent to Paul bachman to update.
84892005 |  | CRL 24 Vdc | 84874320 | HSV | [5 empty] | request sent to Paul bachman to update.
84892005 |  | CRL 48Vac | 84874320 | HSV | [5 empty] | request sent to Paul bachman to update.
84892005 |  | CRL 110Vac | 84874320 | HSV | [5 empty] | request sent to Paul bachman to update.
84892005 |  | CRL 230Vac | 84874320 | HSV | [5 empty] | request sent to Paul bachman to update.
84892005 |  | DVLR 2 24 A | 84874320 | HSV
84892005 |  | DVLR 2 24 D | 84874320 | HSV
84892005 |  | DVLR 2 48 A | 84874320 | HSV
84892005 |  | DVLR 2 48 D | 84874320 | HSV
84892005 |  | DVLR 2 110 A | 84874320 | HSV
84892005 |  | DVLR 2 230A | 84874320 | HSV
84892005 |  | DVLR 2 240A | 84874320 | HSV
85100026 |  | "KNA2" 24V UC | 85102031 | KNA3-YS 24VUC
85100036 |  | KNA3-XS 24VUC | 85102031 | KNA3-YS 24VUC (Si 1 canal) | 85102436 | KNE3-YS 24VUC (Si 2 canaux)
85100121 |  | KNA2U 24VDC | 85102031 | KNA3-YS 24VUC (Si 1 canal) | 85102436 | KNE3-YS 24VUC (Si 2 canaux)
85100122 |  | KNA2U 24VAC | 85102031 | KNA3-YS 24VUC (Si 1 canal) | 85102436 | KNE3-YS 24VUC (Si 2 canaux)
85100034 |  | "KNA3" 110VAC | 85102034 | KNA3-YS 110VAC (Si 1 canal ) | 85102434 | KNE3-YS 115VAC (Si 2 canaux ) |  |  | ATTENTION de vérifier dans l'application client , si 1 ou 2 canaux
85100124 |  | KNA2U 110VAC | 85102034 | KNA3-YS 110VAC (Si 1 canal ) | 85102434 | KNE3-YS 115VAC (Si 2 canaux )
85100035 |  | "KNA3" 230VAC | 85102035 | KNA3-YS 230VAC (Si 1 canal ) | 85102435 | KNE3-YS 230VAC (Si 2 canaux ) |  |  | ATTENTION de vérifier dans l'application client , si 1 ou 2 canaux
85100125 |  | KNA2U 230VAC | 85102035 | KNA3-YS 230VAC (Si 1 canal ) | 85102435 | KNE3-YS 230VAC (Si 2 canaux )
85100314 |  | KSW 115VAC | 85102331 | KSW3-JS + KPS0-YS |  |  |  |  | Proposer 85 102 331 (KSW3-JS)+ 85 102 208 (KPS0-YS)
85100315 |  | KSW 230VAC | 85102331 | KSW3-JS + KPS0-YS |  |  |  |  | Proposer 85 102 331 (KSW3-JS)+ 85 102 208 (KPS0-YS)
85100316 |  | KSW 24VAC/DC | 85102331 | KSW3-JS
85100434 |  | KNA3-RS 115VAC | 85102434 | KNE3-YS 115VAC
85100435 |  | KNA3-RS 230VAC | 85102435 | KNE3-YS 230VAC
85100031 |  | "KNA3" 24VDC | 85102436 | KNE3-YS 24VUC (Si 2 canaux ) | 85102031 | KNA3-YS 24VUC (Si 1 canal ) |  |  | ATTENTION de vérifier dans l'application client , si 1 ou 2 canaux
85100032 |  | "KNA3" 24VAC | 85102436 | KNE3-YS 24VUC (Si 2 canaux ) | 85102031 | KNA3-YS 24VUC (Si 1 canal ) |  |  | ATTENTION de vérifier dans l'application client , si 1 ou 2 canaux
85100436 |  | KNA3-RS 24VUC | 85102436 | KNE3-YS 24VUC
85100526 |  | KZHNV-XS 24VUC SP.07064 | 85102526 | KZHNV-YS
85100821 |  | KZHNV-XS 24VUC | 85102526 | KZHNV-YS
85100626 |  | KZH2-XS 24VUC | 85102621 | KZH2-YS
85100936 |  | KZE3-XS 24VUC | 85102956 | KZE5-YS
85101036 |  | KNAC3-XS 24VUC | 85103031 | KNAC3-YS 24VUC
87611002 | X | CP848J 12/24Vdc | 87621111 | CTR48 48*48 LCD Backlight 1 select 10/ 30 VDC | 87621211 | CTR48 48*48 LCD multicouleurs 1 preselection 10/ 30 VDC | 87629111 | CTR48E 48*48 LCD Backlight green 1 select 10/ 30 VDC | CTR48 Affichage lumineux Orange ou Rouge/Vert CTR48E version Essentiel (dégradée)
87611102 | X | 11116 V3 12.24 Vdc | 87621111 | CTR48 48*48 LCD Backlight 1 select 10/ 30 VDC | 87621211 | CTR48 48*48 LCD multicouleurs 1 preselection 10/ 30 VDC | 87629111 | CTR48E 48*48 LCD Backlight green 1 select 10/ 30 VDC | CTR48 Affichage lumineux Orange ou Rouge/Vert CTR48E version Essentiel (dégradée)
87611502 | X | CP848S 12/24Vdc | 87621111 | CTR48 48*48 LCD Backlight 1 select 10/ 30 VDC | 87621211 | CTR48 48*48 LCD multicouleurs 1 preselection 10/ 30 VDC | 87629111 | CTR48E 48*48 LCD Backlight green 1 select 10/ 30 VDC | CTR48 Affichage lumineux Orange ou Rouge/Vert CTR48E version Essentiel (dégradée)
87611602 | X | 11216V3 12.24 Vdc | 87621111 | CTR48 48*48 LCD Backlight 1 select 10/ 30 VDC | 87621211 | CTR48 48*48 LCD multicouleurs 1 preselection 10/ 30 VDC | 87629111 | CTR48E 48*48 LCD Backlight green 1 select 10/ 30 VDC | CTR48 Affichage lumineux Orange ou Rouge/Vert CTR48E version Essentiel (dégradée)
87615112 | X | 4541 pnp 10-30 Vdc | 87621111 | CTR48 48*48 LCD Backlight 1 select 10/ 30 VDC | 87621211 | CTR48 48*48 LCD multicouleurs 1 preselection 10/ 30 VDC | 87629111 | CTR48E 48*48 LCD Backlight green 1 select 10/ 30 VDC | CTR48 Affichage lumineux Orange ou Rouge/Vert CTR48E version Essentiel (dégradée)
87615122 | X | 4541 npn 10-30 Vdc | 87621111 | CTR48 48*48 LCD Backlight 1 select 10/ 30 VDC | 87621211 | CTR48 48*48 LCD multicouleurs 1 preselection 10/ 30 VDC | 87629111 | CTR48E 48*48 LCD Backlight green 1 select 10/ 30 VDC | CTR48 Affichage lumineux Orange ou Rouge/Vert CTR48E version Essentiel (dégradée)
87617112 | X | Tachy. 4551 pnp 10/30Vcc | 87621111 | CTR48 48*48 LCD Backlight 1 select 10/ 30 VDC | 87621211 | CTR48 48*48 LCD multicouleurs 1 preselection 10/ 30 VDC |  |  | CTR48 Affichage lumineux Orange ou Rouge/Vert
87617122 | X | Tachy. 4551 npn 10/30Vcc | 87621111 | CTR48 48*48 LCD Backlight 1 select 10/ 30 VDC | 87621211 | CTR48 48*48 LCD multicouleurs 1 preselection 10/ 30 VDC |  |  | CTR48 Affichage lumineux Orange ou Rouge/Vert
87618012 | X | 4141 1P1ORT 10-30VDC | 87621111 | CTR48 48*48 LCD Backlight 1 select 10/ 30 VDC | 87621211 | CTR48 48*48 LCD multicouleurs 1 preselection 10/ 30 VDC | 87629111 | CTR48E 48*48 LCD Backlight green 1 select 10/ 30 VDC | CTR48 Affichage lumineux Orange ou Rouge/Vert CTR48E version Essentiel (dégradée)
87618042 | X | 4141 1P1ORI 10-30VDC | 87621111 | CTR48 48*48 LCD Backlight 1 select 10/ 30 VDC | 87621211 | CTR48 48*48 LCD multicouleurs 1 preselection 10/ 30 VDC | 87629111 | CTR48E 48*48 LCD Backlight green 1 select 10/ 30 VDC | CTR48 Affichage lumineux Orange ou Rouge/Vert CTR48E version Essentiel (dégradée)
87618112 | X | 4341 1P 1ORT 10-30VDC | 87621111 | CTR48 48*48 LCD Backlight 1 select 10/ 30 VDC | 87621211 | CTR48 48*48 LCD multicouleurs 1 preselection 10/ 30 VDC | 87629111 | CTR48E 48*48 LCD Backlight green 1 select 10/ 30 VDC | CTR48 Affichage lumineux Orange ou Rouge/Vert CTR48E version Essentiel (dégradée)
87618142 | X | 4341 1P1ORI 10-30VDC | 87621111 | CTR48 48*48 LCD Backlight 1 select 10/ 30 VDC | 87621211 | CTR48 48*48 LCD multicouleurs 1 preselection 10/ 30 VDC | 87629111 | CTR48E 48*48 LCD Backlight green 1 select 10/ 30 VDC | CTR48 Affichage lumineux Orange ou Rouge/Vert CTR48E version Essentiel (dégradée)
87620111 | X | CPT4 12-24Vdc 1 preselection LCD | 87621111 | CTR48 48*48 LCD Backlight 1 select 10/ 30 VDC | 87621211 | CTR48 48*48 LCD multicouleurs 1 preselection 10/ 30 VDC | 87629111 | CTR48E 48*48 LCD Backlight green 1 select 10/ 30 VDC | CTR48 Affichage lumineux Orange ou Rouge/Vert CTR48E version Essentiel (dégradée)
87620211 | X | CPT4 12-24Vdc 1 preselection LCD | 87621111 | CTR48 48*48 LCD Backlight 1 select 10/ 30 VDC | 87621211 | CTR48 48*48 LCD multicouleurs 1 preselection 10/ 30 VDC | 87629111 | CTR48E 48*48 LCD Backlight green 1 select 10/ 30 VDC | CTR48 Affichage lumineux Orange ou Rouge/Vert CTR48E version Essentiel (dégradée)
99762207 | X | électroméca. à preset. 24Vdc | 87621111 | CTR48 48*48 LCD Backlight 1 select 10/ 30 VDC
99762208 | X | électroméca. à preset. 12Vdc | 87621111 | CTR48 48*48 LCD Backlight 1 select 10/ 30 VDC
87611004 | X | CP848J 24/48V 50-60HZ | 87621112 | CTR48 48*48 LCD Backlight 1 select 24 VAC | 87621212 | CTR48 48*48 LCD multicouleurs 1 preselection 24 VAC |  |  | Affichage lumineux Orange ou Rouge/Vert uniquement en 24 Vac , pas de solution en 48Vac
87611104 | X | 11116 V2 24.48 Vac | 87621112 | CTR48 48*48 LCD Backlight 1 select 24 VAC | 87621212 | CTR48 48*48 LCD multicouleurs 1 preselection 24 VAC |  |  | Affichage lumineux Orange ou Rouge/Vert uniquement en 24 Vac , pas de solution en 48Vac
87611504 | X | CP848S 24/48V 50-60HZ | 87621112 | CTR48 48*48 LCD Backlight 1 select 24 VAC | 87621212 | CTR48 48*48 LCD multicouleurs 1 preselection 24 VAC |  |  | Affichage lumineux Orange ou Rouge/Vert uniquement en 24 Vac , pas de solution en 48Vac
87611604 | X | 11216 V2 24.48 Vac | 87621112 | CTR48 48*48 LCD Backlight 1 select 24 VAC | 87621212 | CTR48 48*48 LCD multicouleurs 1 preselection 24 VAC |  |  | Affichage lumineux Orange ou Rouge/Vert uniquement en 24 Vac , pas de solution en 48Vac
87615114 | X | 4541 pnp 20-55 Vac | 87621112 | CTR48 48*48 LCD Backlight 1 select 24 VAC | 87621212 | CTR48 48*48 LCD multicouleurs 1 preselection 24 VAC |  |  | Affichage lumineux Orange ou Rouge/Vert uniquement en 24 Vac , pas de solution en 48Vac
87615124 | X | 4541 npn 20-55 Vac | 87621112 | CTR48 48*48 LCD Backlight 1 select 24 VAC | 87621212 | CTR48 48*48 LCD multicouleurs 1 preselection 24 VAC |  |  | Affichage lumineux Orange ou Rouge/Vert uniquement en 24 Vac , pas de solution en 48Vac
87617114 | X | Tachy. 4551 pnp 20/55 Vac | 87621112 | CTR48 48*48 LCD Backlight 1 select 24 VAC | 87621212 | CTR48 48*48 LCD multicouleurs 1 preselection 24 VAC |  |  | Affichage lumineux Orange ou Rouge/Vert uniquement en 24 Vac , pas de solution en 48Vac
87617124 | X | Tachy. 4551 npn 20/55 Vac | 87621112 | CTR48 48*48 LCD Backlight 1 select 24 VAC | 87621212 | CTR48 48*48 LCD multicouleurs 1 preselection 24 VAC |  |  | Affichage lumineux Orange ou Rouge/Vert uniquement en 24 Vac , pas de solution en 48Vac
87618014 | X | 4141 1P1ORT 20-55VAC | 87621112 | CTR48 48*48 LCD Backlight 1 select 24 VAC | 87621212 | CTR48 48*48 LCD multicouleurs 1 preselection 24 VAC |  |  | Affichage lumineux Orange ou Rouge/Vert uniquement en 24 Vac , pas de solution en 48Vac
87618044 | X | 4141 1P1ORI 20-55VAC | 87621112 | CTR48 48*48 LCD Backlight 1 select 24 VAC | 87621212 | CTR48 48*48 LCD multicouleurs 1 preselection 24 VAC |  |  | Affichage lumineux Orange ou Rouge/Vert uniquement en 24 Vac , pas de solution en 48Vac
87618114 | X | 4341 1P1ORT 20-55VAC | 87621112 | CTR48 48*48 LCD Backlight 1 select 24 VAC | 87621212 | CTR48 48*48 LCD multicouleurs 1 preselection 24 VAC |  |  | Affichage lumineux Orange ou Rouge/Vert uniquement en 24 Vac , pas de solution en 48Vac
87618144 | X | 4341 1P1ORI 20-55VAC | 87621112 | CTR48 48*48 LCD Backlight 1 select 24 VAC | 87621212 | CTR48 48*48 LCD multicouleurs 1 preselection 24 VAC |  |  | Affichage lumineux Orange ou Rouge/Vert uniquement en 24 Vac , pas de solution en 48Vac
87620112 | X | CPT4 24Vac 1 preselection LCD | 87621112 | CTR48 48*48 LCD Backlight 1 select 24 VAC | 87621212 | CTR48 48*48 LCD multicouleurs 1 preselection 24 VAC |  |  | Affichage lumineux Orange ou Rouge/Vert uniquement en 24 Vac , pas de solution en 48Vac
87620212 | X | CPT4 24Vac 1 preselection LCD | 87621112 | CTR48 48*48 LCD Backlight 1 select 24 VAC | 87621212 | CTR48 48*48 LCD multicouleurs 1 preselection 24 VAC |  |  | Affichage lumineux Orange ou Rouge/Vert uniquement en 24 Vac , pas de solution en 48Vac
87664302 | X | 1 preset 4 décades led 24/48 | 87621112 | CTR48 48*48 LCD Backlight 1 select 24 VAC | 87621212 | CTR48 48*48 LCD multicouleurs 1 preselection 24 VAC |  |  | Affichage lumineux Orange ou Rouge/Vert uniquement en 24 Vac , pas de solution en 48Vac
99762204 | X | électroméca. à preset. 24Vac | 87621112 | CTR48 48*48 LCD Backlight 1 select 24 VAC
87611008 | X | CP848J 115/230V 50-60HZ | 87621115 | CTR48 48*48 LCD Backlight 1 select 90/260 VAC | 87621215 | CTR48 48*48 LCD multicouleurs 1 preselection 90/260 VAC | 87629114 | CTR48E 48*48 LCD Backlight green 1 select 230 VAC | CTR48 Affichage lumineux Orange ou Rouge/Vert CTR48E version Essentiel (dégradée) Solution en 115 Vac = 87 629 113
87611108 | X | 11116 V1 110.220 Vac | 87621115 | CTR48 48*48 LCD Backlight 1 select 90/260 VAC | 87621215 | CTR48 48*48 LCD multicouleurs 1 preselection 90/260 VAC | 87629114 | CTR48E 48*48 LCD Backlight green 1 select 230 VAC | CTR48 Affichage lumineux Orange ou Rouge/Vert CTR48E version Essentiel (dégradée) Solution en 115 Vac = 87 629 113
87611508 | X | CP848S 115/230V 50-60HZ | 87621115 | CTR48 48*48 LCD Backlight 1 select 90/260 VAC | 87621215 | CTR48 48*48 LCD multicouleurs 1 preselection 90/260 VAC | 87629114 | CTR48E 48*48 LCD Backlight green 1 select 230 VAC | CTR48 Affichage lumineux Orange ou Rouge/Vert CTR48E version Essentiel (dégradée) Solution en 115 Vac = 87 629 113
87611608 | X | 11216 V1 110.220 ac | 87621115 | CTR48 48*48 LCD Backlight 1 select 90/260 VAC | 87621215 | CTR48 48*48 LCD multicouleurs 1 preselection 90/260 VAC | 87629114 | CTR48E 48*48 LCD Backlight green 1 select 230 VAC | CTR48 Affichage lumineux Orange ou Rouge/Vert CTR48E version Essentiel (dégradée) Solution en 115 Vac = 87 629 113
87615118 | X | 4541 pnp 80-260 Vac | 87621115 | CTR48 48*48 LCD Backlight 1 select 90/260 VAC | 87621215 | CTR48 48*48 LCD multicouleurs 1 preselection 90/260 VAC | 87629114 | CTR48E 48*48 LCD Backlight green 1 select 230 VAC | CTR48 Affichage lumineux Orange ou Rouge/Vert CTR48E version Essentiel (dégradée) Solution en 115 Vac = 87 629 113
87615128 | X | 4541 npn 80-260 Vac | 87621115 | CTR48 48*48 LCD Backlight 1 select 90/260 VAC | 87621215 | CTR48 48*48 LCD multicouleurs 1 preselection 90/260 VAC | 87629114 | CTR48E 48*48 LCD Backlight green 1 select 230 VAC | CTR48 Affichage lumineux Orange ou Rouge/Vert CTR48E version Essentiel (dégradée) Solution en 115 Vac = 87 629 113
87617118 | X | Tachy. 4551 pnp 80/260 Vac | 87621115 | CTR48 48*48 LCD Backlight 1 select 90/260 VAC | 87621215 | CTR48 48*48 LCD multicouleurs 1 preselection 90/260 VAC |  |  | CTR48 Affichage lumineux Orange ou Rouge/Vert
87617128 | X | Tachy. 4551 npn 80/260 Vac | 87621115 | CTR48 48*48 LCD Backlight 1 select 90/260 VAC | 87621215 | CTR48 48*48 LCD multicouleurs 1 preselection 90/260 VAC |  |  | CTR48 Affichage lumineux Orange ou Rouge/Vert
87618018 | X | 4141 1P1ORT 80-260VAC | 87621115 | CTR48 48*48 LCD Backlight 1 select 90/260 VAC | 87621215 | CTR48 48*48 LCD multicouleurs 1 preselection 90/260 VAC | 87629114 | CTR48E 48*48 LCD Backlight green 1 select 230 VAC | CTR48 Affichage lumineux Orange ou Rouge/Vert CTR48E version Essentiel (dégradée) Solution en 115 Vac = 87 629 113
87618048 | X | 4141 1P1ORI 80-260VAC | 87621115 | CTR48 48*48 LCD Backlight 1 select 90/260 VAC | 87621215 | CTR48 48*48 LCD multicouleurs 1 preselection 90/260 VAC | 87629114 | CTR48E 48*48 LCD Backlight green 1 select 230 VAC | CTR48 Affichage lumineux Orange ou Rouge/Vert CTR48E version Essentiel (dégradée) Solution en 115 Vac = 87 629 113
87618118 | X | 4341 1P1ORT 80-260VAC | 87621115 | CTR48 48*48 LCD Backlight 1 select 90/260 VAC | 87621215 | CTR48 48*48 LCD multicouleurs 1 preselection 90/260 VAC | 87629114 | CTR48E 48*48 LCD Backlight green 1 select 230 VAC | CTR48 Affichage lumineux Orange ou Rouge/Vert CTR48E version Essentiel (dégradée) Solution en 115 Vac = 87 629 113
87618148 | X | 4341 1P1ORI 80-260VAC | 87621115 | CTR48 48*48 LCD Backlight 1 select 90/260 VAC | 87621215 | CTR48 48*48 LCD multicouleurs 1 preselection 90/260 VAC | 87629114 | CTR48E 48*48 LCD Backlight green 1 select 230 VAC | CTR48 Affichage lumineux Orange ou Rouge/Vert CTR48E version Essentiel (dégradée) Solution en 115 Vac = 87 629 113
87620113 | X | CPT4 115Vac 1 preselection LCD | 87621115 | CTR48 48*48 LCD Backlight 1 select 90/260 VAC | 87621215 | CTR48 48*48 LCD multicouleurs 1 preselection 90/260 VAC | 87629113 | CTR48E 48*48 LCD Backlight green 1 select 115VAC | CTR48 Affichage lumineux Orange ou Rouge/Vert CTR48E version Essentiel (dégradée)
87620114 | X | CPT4 230Vac 1 preselection LCD | 87621115 | CTR48 48*48 LCD Backlight 1 select 90/260 VAC | 87621215 | CTR48 48*48 LCD multicouleurs 1 preselection 90/260 VAC | 87629114 | CTR48E 48*48 LCD Backlight green 1 select 230 VAC | CTR48 Affichage lumineux Orange ou Rouge/Vert CTR48E version Essentiel (dégradée)
87620213 | X | CPT4 115Vac 1 preselection LCD | 87621115 | CTR48 48*48 LCD Backlight 1 select 90/260 VAC | 87621215 | CTR48 48*48 LCD multicouleurs 1 preselection 90/260 VAC | 87629113 | CTR48E 48*48 LCD Backlight green 1 select 115VAC | CTR48 Affichage lumineux Orange ou Rouge/Vert CTR48E version Essentiel (dégradée)
87620214 | X | CPT4 230Vac 1 preselection LCD | 87621115 | CTR48 48*48 LCD Backlight 1 select 90/260 VAC | 87621215 | CTR48 48*48 LCD multicouleurs 1 preselection 90/260 VAC | 87629114 | CTR48E 48*48 LCD Backlight green 1 select 230 VAC | CTR48 Affichage lumineux Orange ou Rouge/Vert CTR48E version Essentiel (dégradée)
87664301 | X | 1 preset 4 décades led 110/220 | 87621115 | CTR48 48*48 LCD Backlight 1 select 90/260 VAC | 87621215 | CTR48 48*48 LCD multicouleurs 1 preselection 90/260 VAC | 87629114 | CTR48E 48*48 LCD Backlight green 1 select 230 VAC | CTR48 Affichage lumineux Orange ou Rouge/Vert CTR48E version Essentiel (dégradée)
87664401 | X | 1 preset 4 décades led 110/220 | 87621115 | CTR48 48*48 LCD Backlight 1 select 90/260 VAC | 87621215 | CTR48 48*48 LCD multicouleurs 1 preselection 90/260 VAC | 87629114 | CTR48E 48*48 LCD Backlight green 1 select 230 VAC | CTR48 Affichage lumineux Orange ou Rouge/Vert CTR48E version Essentiel (dégradée)
87665001 | X | 1 preset 2 décades sans visu 110/220 | 87621115 | CTR48 48*48 LCD Backlight 1 select 90/260 VAC | 87621215 | CTR48 48*48 LCD multicouleurs 1 preselection 90/260 VAC | 87629114 | CTR48E 48*48 LCD Backlight green 1 select 230 VAC | CTR48 Affichage lumineux Orange ou Rouge/Vert CTR48E version Essentiel (dégradée)
87665201 | X | 1 preset 4 décades sans visu 110/220 | 87621115 | CTR48 48*48 LCD Backlight 1 select 90/260 VAC | 87621215 | CTR48 48*48 LCD multicouleurs 1 preselection 90/260 VAC | 87629114 | CTR48E 48*48 LCD Backlight green 1 select 230 VAC | CTR48 Affichage lumineux Orange ou Rouge/Vert CTR48E version Essentiel (dégradée)
99762201 | X | électroméca. à preset. 220Vac | 87621115 | CTR48 48*48 LCD Backlight 1 select90/ 260 VAC
99762202 | X | électroméca. à preset. 127Vac | 87621115 | CTR48 48*48 LCD Backlight 1 select 90/ 260 VAC
99762212 | X | électroméca. à preset. 110Vac | 87621115 | CTR48 48*48 LCD Backlight 1 select 90/ 260 VAC
87612502 | X | CP948 12/24Vdc | 87621121 | CTR48 48*48 LCD retroéclairé 2 preselections 10/ 30 VDC | 87621221 | CTR48 48*48 LCD multicouleurs 2 preselections 10/ 30 VDC | 87629121 | CTR48E 48*48 LCD rétroéclairé vert 2 preselections 10/ 30 VDC | CTR48 Affichage lumineux Orange ou Rouge/Vert CTR48E version Essentiel (dégradée)
87612602 | X | 11226 V3 12.24Vdc | 87621121 | CTR48 48*48 LCD retroéclairé 2 preselections 10/ 30 VDC | 87621221 | CTR48 48*48 LCD multicouleurs 2 preselections 10/ 30 VDC | 87629121 | CTR48E 48*48 LCD rétroéclairé vert 2 preselections 10/ 30 VDC | CTR48 Affichage lumineux Orange ou Rouge/Vert CTR48E version Essentiel (dégradée)
87615212 | X | 4542 10-30 Vdc, entrée pnp, relais | 87621121 | CTR48 48*48 LCD retroéclairé 2 preselections 10/ 30 VDC | 87621221 | CTR48 48*48 LCD multicouleurs 2 preselections 10/ 30 VDC | 87629121 | CTR48E 48*48 LCD rétroéclairé vert 2 preselections 10/ 30 VDC | CTR48 Affichage lumineux Orange ou Rouge/Vert CTR48E version Essentiel (dégradée)
87615222 | X | 4542 10-30 Vdc, entrée npn, relais | 87621121 | CTR48 48*48 LCD retroéclairé 2 preselections 10/ 30 VDC | 87621221 | CTR48 48*48 LCD multicouleurs 2 preselections 10/ 30 VDC | 87629121 | CTR48E 48*48 LCD rétroéclairé vert 2 preselections 10/ 30 VDC | CTR48 Affichage lumineux Orange ou Rouge/Vert CTR48E version Essentiel (dégradée)
87615612 | X | 4542 10-30 Vdc, entrée pnp, statique | 87621121 | CTR48 48*48 LCD retroéclairé 2 preselections 10/ 30 VDC | 87621221 | CTR48 48*48 LCD multicouleurs 2 preselections 10/ 30 VDC | 87629121 | CTR48E 48*48 LCD rétroéclairé vert 2 preselections 10/ 30 VDC | CTR48 Affichage lumineux Orange ou Rouge/Vert CTR48E version Essentiel (dégradée)
87615622 | X | 4542 10-30 Vdc, entrée npn, statique | 87621121 | CTR48 48*48 LCD retroéclairé 2 preselections 10/ 30 VDC | 87621221 | CTR48 48*48 LCD multicouleurs 2 preselections 10/ 30 VDC | 87629121 | CTR48E 48*48 LCD rétroéclairé vert 2 preselections 10/ 30 VDC | CTR48 Affichage lumineux Orange ou Rouge/Vert CTR48E version Essentiel (dégradée)
87616102 | X | 7541 10-30 Vdc | 87621121 | CTR48 48*48 LCD retroéclairé 2 preselections 10/ 30 VDC | 87621221 | CTR48 48*48 LCD multicouleurs 2 preselections 10/ 30 VDC | 87629121 | CTR48E 48*48 LCD rétroéclairé vert 2 preselections 10/ 30 VDC | CTR48 Affichage lumineux Orange ou Rouge/Vert CTR48E version Essentiel (dégradée) PréCheck with adaptateur 26 546 842
87616202 | X | 7542 10-30 Vdc | 87621121 | CTR48 48*48 LCD retroéclairé 2 preselections 10/ 30 VDC | 87621221 | CTR48 48*48 LCD multicouleurs 2 preselections 10/ 30 VDC | 87629121 | CTR48E 48*48 LCD rétroéclairé vert 2 preselections 10/ 30 VDC | CTR48 Affichage lumineux Orange ou Rouge/Vert CTR48E version Essentiel (dégradée) PréCheck with adaptateur 26 546 842
87617212 | X | Tachy. 4552 pnp 10/30Vcc | 87621121 | CTR48 48*48 LCD retroéclairé 2 preselections 10/ 30 VDC | 87621221 | CTR48 48*48 LCD multicouleurs 2 preselections 10/ 30 VDC |  |  | CTR48 Affichage lumineux Orange ou Rouge/Vert
87617222 | X | Tachy. 4552 npn 10/30Vcc | 87621121 | CTR48 48*48 LCD retroéclairé 2 preselections 10/ 30 VDC | 87621221 | CTR48 48*48 LCD multicouleurs 2 preselections 10/ 30 VDC |  |  | CTR48 Affichage lumineux Orange ou Rouge/Vert
87618022 | X | 4142 2P2OR 10-30VDC | 87621121 | CTR48 48*48 LCD retroéclairé 2 preselections 10/ 30 VDC | 87621221 | CTR48 48*48 LCD multicouleurs 2 preselections 10/ 30 VDC | 87629121 | CTR48E 48*48 LCD rétroéclairé vert 2 preselections 10/ 30 VDC | CTR48 Affichage lumineux Orange ou Rouge/Vert CTR48E version Essentiel (dégradée)
87618032 | X | 4144 2P2OR 10-30VDC | 87621121 | CTR48 48*48 LCD retroéclairé 2 preselections 10/ 30 VDC | 87621221 | CTR48 48*48 LCD multicouleurs 2 preselections 10/ 30 VDC | 87629121 | CTR48E 48*48 LCD rétroéclairé vert 2 preselections 10/ 30 VDC | CTR48 Affichage lumineux Orange ou Rouge/Vert CTR48E version Essentiel (dégradée)
87618062 | X | 4142 2P2OT 10-30VDC | 87621121 | CTR48 48*48 LCD retroéclairé 2 preselections 10/ 30 VDC | 87621221 | CTR48 48*48 LCD multicouleurs 2 preselections 10/ 30 VDC | 87629121 | CTR48E 48*48 LCD rétroéclairé vert 2 preselections 10/ 30 VDC | CTR48 Affichage lumineux Orange ou Rouge/Vert CTR48E version Essentiel (dégradée)
87618072 | X | 4144 2P2OT 10-30VDC | 87621121 | CTR48 48*48 LCD retroéclairé 2 preselections 10/ 30 VDC | 87621221 | CTR48 48*48 LCD multicouleurs 2 preselections 10/ 30 VDC | 87629121 | CTR48E 48*48 LCD rétroéclairé vert 2 preselections 10/ 30 VDC | CTR48 Affichage lumineux Orange ou Rouge/Vert CTR48E version Essentiel (dégradée)
87618122 | X | 4342 2P2OR 10-30VDC | 87621121 | CTR48 48*48 LCD retroéclairé 2 preselections 10/ 30 VDC | 87621221 | CTR48 48*48 LCD multicouleurs 2 preselections 10/ 30 VDC | 87629121 | CTR48E 48*48 LCD rétroéclairé vert 2 preselections 10/ 30 VDC | CTR48 Affichage lumineux Orange ou Rouge/Vert CTR48E version Essentiel (dégradée)
87618132 | X | 4344 2P2OR 10-30VDC | 87621121 | CTR48 48*48 LCD retroéclairé 2 preselections 10/ 30 VDC | 87621221 | CTR48 48*48 LCD multicouleurs 2 preselections 10/ 30 VDC | 87629121 | CTR48E 48*48 LCD rétroéclairé vert 2 preselections 10/ 30 VDC | CTR48 Affichage lumineux Orange ou Rouge/Vert CTR48E version Essentiel (dégradée)
87618162 | X | 4342 2P2OT 10-30VDC | 87621121 | CTR48 48*48 LCD retroéclairé 2 preselections 10/ 30 VDC | 87621221 | CTR48 48*48 LCD multicouleurs 2 preselections 10/ 30 VDC | 87629121 | CTR48E 48*48 LCD rétroéclairé vert 2 preselections 10/ 30 VDC | CTR48 Affichage lumineux Orange ou Rouge/Vert CTR48E version Essentiel (dégradée)
87618172 | X | 4344 2P2OT 10-30VDC | 87621121 | CTR48 48*48 LCD retroéclairé 2 preselections 10/ 30 VDC | 87621221 | CTR48 48*48 LCD multicouleurs 2 preselections 10/ 30 VDC | 87629121 | CTR48E 48*48 LCD rétroéclairé vert 2 preselections 10/ 30 VDC | CTR48 Affichage lumineux Orange ou Rouge/Vert CTR48E version Essentiel (dégradée)
87618222 | X | 4192 2P2OR 10-30VDC | 87621121 | CTR48 48*48 LCD retroéclairé 2 preselections 10/ 30 VDC | 87621221 | CTR48 48*48 LCD multicouleurs 2 preselections 10/ 30 VDC | 87629121 | CTR48E 48*48 LCD rétroéclairé vert 2 preselections 10/ 30 VDC | CTR48 Affichage lumineux Orange ou Rouge/Vert CTR48E version Essentiel (dégradée)
87618262 | X | 4192 CP4 2P2OT 10-30VDC | 87621121 | CTR48 48*48 LCD retroéclairé 2 preselections 10/ 30 VDC | 87621221 | CTR48 48*48 LCD multicouleurs 2 preselections 10/ 30 VDC | 87629121 | CTR48E 48*48 LCD rétroéclairé vert 2 preselections 10/ 30 VDC | CTR48 Affichage lumineux Orange ou Rouge/Vert CTR48E version Essentiel (dégradée)
87618322 | X | 4392 CP4 2P2OR 10-30VDC | 87621121 | CTR48 48*48 LCD retroéclairé 2 preselections 10/ 30 VDC | 87621221 | CTR48 48*48 LCD multicouleurs 2 preselections 10/ 30 VDC | 87629121 | CTR48E 48*48 LCD rétroéclairé vert 2 preselections 10/ 30 VDC | CTR48 Affichage lumineux Orange ou Rouge/Vert CTR48E version Essentiel (dégradée)
87618362 | X | 4392 CP4 2P2OT 10-30VDC | 87621121 | CTR48 48*48 LCD retroéclairé 2 preselections 10/ 30 VDC | 87621221 | CTR48 48*48 LCD multicouleurs 2 preselections 10/ 30 VDC | 87629121 | CTR48E 48*48 LCD rétroéclairé vert 2 preselections 10/ 30 VDC | CTR48 Affichage lumineux Orange ou Rouge/Vert CTR48E version Essentiel (dégradée)
87620121 | X | CPT4 12-24Vdc 2 preselections LCD | 87621121 | CTR48 48*48 LCD retroéclairé 2 preselections 10/ 30 VDC | 87621221 | CTR48 48*48 LCD multicouleurs 2 preselections 10/ 30 VDC | 87629121 | CTR48E 48*48 LCD rétroéclairé vert 2 preselections 10/ 30 VDC | CTR48 Affichage lumineux Orange ou Rouge/Vert CTR48E version Essentiel (dégradée)
87620221 | X | CPT4 12-24Vdc 2 preselections LCD | 87621121 | CTR48 48*48 LCD retroéclairé 2 preselections 10/ 30 VDC | 87621221 | CTR48 48*48 LCD multicouleurs 2 preselections 10/ 30 VDC | 87629121 | CTR48E 48*48 LCD rétroéclairé vert 2 preselections 10/ 30 VDC | CTR48 Affichage lumineux Orange ou Rouge/Vert CTR48E version Essentiel (dégradée)
87612504 | X | CP948 24/48V 50-60HZ | 87621122 | CTR48 48*48 LCD retroéclairé 2 preselections 24 VAC | 87621222 | CTR48 48*48 LCD multicouleurs 2 preselections 24 VAC |  |  | Affichage lumineux Orange ou Rouge/Vert uniquement en 24 Vac , pas de solution en 48Vac
87612604 | X | 11226 V2 24.48Vac | 87621122 | CTR48 48*48 LCD retroéclairé 2 preselections 24 VAC | 87621222 | CTR48 48*48 LCD multicouleurs 2 preselections 24 VAC |  |  | Affichage lumineux Orange ou Rouge/Vert uniquement en 24 Vac , pas de solution en 48Vac
87615214 | X | 4542 20-55 Vac, entrée pnp, relais | 87621122 | CTR48 48*48 LCD retroéclairé 2 preselections 24 VAC | 87621222 | CTR48 48*48 LCD multicouleurs 2 preselections 24 VAC |  |  | Affichage lumineux Orange ou Rouge/Vert uniquement en 24 Vac , pas de solution en 48Vac
87615224 | X | 4542 20-55 Vac, entrée npn, relais | 87621122 | CTR48 48*48 LCD retroéclairé 2 preselections 24 VAC | 87621222 | CTR48 48*48 LCD multicouleurs 2 preselections 24 VAC |  |  | Affichage lumineux Orange ou Rouge/Vert uniquement en 24 Vac , pas de solution en 48Vac
87615614 | X | 4542 20-55 Vac, entrée pnp, statique | 87621122 | CTR48 48*48 LCD retroéclairé 2 preselections 24 VAC | 87621222 | CTR48 48*48 LCD multicouleurs 2 preselections 24 VAC |  |  | Affichage lumineux Orange ou Rouge/Vert uniquement en 24 Vac , pas de solution en 48Vac
87615624 | X | 4542 20-55 Vac, entrée npn, statique | 87621122 | CTR48 48*48 LCD retroéclairé 2 preselections 24 VAC | 87621222 | CTR48 48*48 LCD multicouleurs 2 preselections 24 VAC |  |  | Affichage lumineux Orange ou Rouge/Vert uniquement en 24 Vac , pas de solution en 48Vac
87616104 | X | 7541 20-55 Vac | 87621122 | CTR48 48*48 LCD retroéclairé 2 preselections 24 VAC | 87621222 | CTR48 48*48 LCD multicouleurs 2 preselections 24 VAC |  |  | Affichage lumineux Orange ou Rouge/Vert uniquement en 24 Vac , pas de solution en 48Vac PréCheck with adaptateur 26 546 842
87616204 | X | 7542 20-55 Vac | 87621122 | CTR48 48*48 LCD retroéclairé 2 preselections 24 VAC | 87621222 | CTR48 48*48 LCD multicouleurs 2 preselections 24 VAC |  |  | Affichage lumineux Orange ou Rouge/Vert uniquement en 24 Vac , pas de solution en 48Vac PréCheck with adaptateur 26 546 842
87617214 | X | Tachy. 4552 pnp 20/55Vac | 87621122 | CTR48 48*48 LCD retroéclairé 2 preselections 24 VAC | 87621222 | CTR48 48*48 LCD multicouleurs 2 preselections 24 VAC |  |  | Affichage lumineux Orange ou Rouge/Vert uniquement en 24 Vac , pas de solution en 48Vac
87617224 | X | Tachy. 4552 npn 20/55Vac | 87621122 | CTR48 48*48 LCD retroéclairé 2 preselections 24 VAC | 87621222 | CTR48 48*48 LCD multicouleurs 2 preselections 24 VAC |  |  | Affichage lumineux Orange ou Rouge/Vert uniquement en 24 Vac , pas de solution en 48Vac
87618024 | X | 4142 2P2OR 20-55VAC | 87621122 | CTR48 48*48 LCD retroéclairé 2 preselections 24 VAC | 87621222 | CTR48 48*48 LCD multicouleurs 2 preselections 24 VAC |  |  | Affichage lumineux Orange ou Rouge/Vert uniquement en 24 Vac , pas de solution en 48Vac
87618034 | X | 4144 2P2OR 20-55VAC | 87621122 | CTR48 48*48 LCD retroéclairé 2 preselections 24 VAC | 87621222 | CTR48 48*48 LCD multicouleurs 2 preselections 24 VAC |  |  | Affichage lumineux Orange ou Rouge/Vert uniquement en 24 Vac , pas de solution en 48Vac
87618064 | X | 4142 2P2OT 20-55VAC | 87621122 | CTR48 48*48 LCD retroéclairé 2 preselections 24 VAC | 87621222 | CTR48 48*48 LCD multicouleurs 2 preselections 24 VAC |  |  | Affichage lumineux Orange ou Rouge/Vert uniquement en 24 Vac , pas de solution en 48Vac
87618074 | X | 4144 2P2OT 20-55VAC | 87621122 | CTR48 48*48 LCD retroéclairé 2 preselections 24 VAC | 87621222 | CTR48 48*48 LCD multicouleurs 2 preselections 24 VAC |  |  | Affichage lumineux Orange ou Rouge/Vert uniquement en 24 Vac , pas de solution en 48Vac
87618124 | X | 4342 2P2OR 20-55VAC | 87621122 | CTR48 48*48 LCD retroéclairé 2 preselections 24 VAC | 87621222 | CTR48 48*48 LCD multicouleurs 2 preselections 24 VAC |  |  | Affichage lumineux Orange ou Rouge/Vert uniquement en 24 Vac , pas de solution en 48Vac
87618134 | X | 4344 2P2OR 20-55VAC | 87621122 | CTR48 48*48 LCD retroéclairé 2 preselections 24 VAC | 87621222 | CTR48 48*48 LCD multicouleurs 2 preselections 24 VAC |  |  | Affichage lumineux Orange ou Rouge/Vert uniquement en 24 Vac , pas de solution en 48Vac
87618164 | X | 4342 2P2OT 20-55VAC | 87621122 | CTR48 48*48 LCD retroéclairé 2 preselections 24 VAC | 87621222 | CTR48 48*48 LCD multicouleurs 2 preselections 24 VAC |  |  | Affichage lumineux Orange ou Rouge/Vert uniquement en 24 Vac , pas de solution en 48Vac
87618174 | X | 43442P2OT 20-55VAC | 87621122 | CTR48 48*48 LCD retroéclairé 2 preselections 24 VAC | 87621222 | CTR48 48*48 LCD multicouleurs 2 preselections 24 VAC |  |  | Affichage lumineux Orange ou Rouge/Vert uniquement en 24 Vac , pas de solution en 48Vac
87618224 | X | 4192 CP4 2P2OR 20-55VAC | 87621122 | CTR48 48*48 LCD retroéclairé 2 preselections 24 VAC | 87621222 | CTR48 48*48 LCD multicouleurs 2 preselections 24 VAC |  |  | Affichage lumineux Orange ou Rouge/Vert uniquement en 24 Vac , pas de solution en 48Vac
87618264 | X | 4192 CP4 2P2OT 20-55VAC | 87621122 | CTR48 48*48 LCD retroéclairé 2 preselections 24 VAC | 87621222 | CTR48 48*48 LCD multicouleurs 2 preselections 24 VAC |  |  | Affichage lumineux Orange ou Rouge/Vert uniquement en 24 Vac , pas de solution en 48Vac
87618324 | X | 4392 CP4 2P2OR 20-55VAC | 87621122 | CTR48 48*48 LCD retroéclairé 2 preselections 24 VAC | 87621222 | CTR48 48*48 LCD multicouleurs 2 preselections 24 VAC |  |  | Affichage lumineux Orange ou Rouge/Vert uniquement en 24 Vac , pas de solution en 48Vac
87618364 | X | 4392 CP4 2P2OT 20-55VAC | 87621122 | CTR48 48*48 LCD retroéclairé 2 preselections 24 VAC | 87621222 | CTR48 48*48 LCD multicouleurs 2 preselections 24 VAC |  |  | Affichage lumineux Orange ou Rouge/Vert uniquement en 24 Vac , pas de solution en 48Vac
87620122 | X | CPT4 24Vac 2 preselections LCD | 87621122 | CTR48 48*48 LCD retroéclairé 2 preselections 24 VAC | 87621222 | CTR48 48*48 LCD multicouleurs 2 preselections 24 VAC |  |  | Affichage lumineux Orange ou Rouge/Vert uniquement en 24 Vac
87620222 | X | CPT4 24Vac 2 preselections LCD | 87621122 | CTR48 48*48 LCD retroéclairé 2 preselections 24 VAC | 87621222 | CTR48 48*48 LCD multicouleurs 2 preselections 24 VAC |  |  | Affichage lumineux Orange ou Rouge/Vert uniquement en 24 Vac
87612508 | X | CP948 115/230V 50-60HZ | 87621125 | CTR48 48*48 LCD retroéclairé 2 preselections 90/ 260 VAC | 87621225 | CTR48 48*48 LCD multicouleurs 2 preselections 90/260 VAC | 87629124 | CTR48E 48*48 LCD rétroéclairé vert 2 preselections 230 VAC | CTR48 Affichage lumineux Orange ou Rouge/Vert CTR48E version Essentiel (dégradée) Solution en 115 Vac = 87 629 123
87612608 | X | 11226V1 110.220Vac | 87621125 | CTR48 48*48 LCD retroéclairé 2 preselections 90/ 260 VAC | 87621225 | CTR48 48*48 LCD multicouleurs 2 preselections 90/260 VAC | 87629124 | CTR48E 48*48 LCD rétroéclairé vert 2 preselections 230 VAC | CTR48 Affichage lumineux Orange ou Rouge/Vert CTR48E version Essentiel (dégradée) Solution en 115 Vac = 87 629 123
87615218 | X | 4542 80-260 Vac, entrée pnp, relais | 87621125 | CTR48 48*48 LCD retroéclairé 2 preselections 90/ 260 VAC | 87621225 | CTR48 48*48 LCD multicouleurs 2 preselections 90/260 VAC | 87629124 | CTR48E 48*48 LCD rétroéclairé vert 2 preselections 230 VAC | CTR48 Affichage lumineux Orange ou Rouge/Vert CTR48E version Essentiel (dégradée) Solution en 115 Vac = 87 629 123
87615228 | X | 4542 80-260 Vac, entrée npn, relais | 87621125 | CTR48 48*48 LCD retroéclairé 2 preselections 90/ 260 VAC | 87621225 | CTR48 48*48 LCD multicouleurs 2 preselections 90/260 VAC | 87629124 | CTR48E 48*48 LCD rétroéclairé vert 2 preselections 230 VAC | CTR48 Affichage lumineux Orange ou Rouge/Vert CTR48E version Essentiel (dégradée) Solution en 115 Vac = 87 629 123
87615618 | X | 4542 80-260 Vac, entrée pnp, statique | 87621125 | CTR48 48*48 LCD retroéclairé 2 preselections 90/ 260 VAC | 87621225 | CTR48 48*48 LCD multicouleurs 2 preselections 90/260 VAC | 87629124 | CTR48E 48*48 LCD rétroéclairé vert 2 preselections 230 VAC | CTR48 Affichage lumineux Orange ou Rouge/Vert CTR48E version Essentiel (dégradée) Solution en 115 Vac = 87 629 123
87615628 | X | 4542 80-260 Vac, entrée npn, statique | 87621125 | CTR48 48*48 LCD retroéclairé 2 preselections 90/ 260 VAC | 87621225 | CTR48 48*48 LCD multicouleurs 2 preselections 90/260 VAC | 87629124 | CTR48E 48*48 LCD rétroéclairé vert 2 preselections 230 VAC | CTR48 Affichage lumineux Orange ou Rouge/Vert CTR48E version Essentiel (dégradée) Solution en 115 Vac = 87 629 123
87616108 | X | 7541 80-260 Vac | 87621125 | CTR48 48*48 LCD retroéclairé 2 preselections 90/ 260 VAC | 87621225 | CTR48 48*48 LCD multicouleurs 2 preselections 90/260 VAC | 87629124 | CTR48E 48*48 LCD rétroéclairé vert 2 preselections 230 VAC | CTR48 Affichage lumineux Orange ou Rouge/Vert CTR48E version Essentiel (dégradée) Solution en 115 Vac = 87 629 123 PréCheck with adaptateur 26 546 842
87616208 | X | 7542 80-260 Vac | 87621125 | CTR48 48*48 LCD retroéclairé 2 preselections 90/ 260 VAC | 87621225 | CTR48 48*48 LCD multicouleurs 2 preselections 90/260 VAC | 87629124 | CTR48E 48*48 LCD rétroéclairé vert 2 preselections 230 VAC | CTR48 Affichage lumineux Orange ou Rouge/Vert CTR48E version Essentiel (dégradée) Solution en 115 Vac = 87 629 123 PréCheck with adaptateur 26 546 842
87617218 | X | Tachy. 4552 pnp 80/260Vac | 87621125 | CTR48 48*48 LCD retroéclairé 2 preselections 90/260 VAC | 87621225 | CTR48 48*48 LCD multicouleurs 2 preselections 90/260 VAC |  |  | CTR48 Affichage lumineux Orange ou Rouge/Vert
87617228 | X | Tachy. 4552 npn 80/260Vac | 87621125 | CTR48 48*48 LCD retroéclairé 2 preselections 90/260 VAC | 87621225 | CTR48 48*48 LCD multicouleurs 2 preselections 90/260 VAC |  |  | CTR48 Affichage lumineux Orange ou Rouge/Vert
87618028 | X | 4142 2P2OR80-260VAC | 87621125 | CTR48 48*48 LCD retroéclairé 2 preselections 90/ 260 VAC | 87621225 | CTR48 48*48 LCD multicouleurs 2 preselections 90/260 VAC | 87629124 | CTR48E 48*48 LCD rétroéclairé vert 2 preselections 230 VAC | CTR48 Affichage lumineux Orange ou Rouge/Vert CTR48E version Essentiel (dégradée) Solution en 115 Vac = 87 629 123
87618038 | X | 4144 2P2OR 80-260VAC | 87621125 | CTR48 48*48 LCD retroéclairé 2 preselections 90/ 260 VAC | 87621225 | CTR48 48*48 LCD multicouleurs 2 preselections 90/260 VAC | 87629124 | CTR48E 48*48 LCD rétroéclairé vert 2 preselections 230 VAC | CTR48 Affichage lumineux Orange ou Rouge/Vert CTR48E version Essentiel (dégradée) Solution en 115 Vac = 87 629 123
87618068 | X | 4142 2P2OT 80-260VAC | 87621125 | CTR48 48*48 LCD retroéclairé 2 preselections 90/ 260 VAC | 87621225 | CTR48 48*48 LCD multicouleurs 2 preselections 90/260 VAC | 87629124 | CTR48E 48*48 LCD rétroéclairé vert 2 preselections 230 VAC | CTR48 Affichage lumineux Orange ou Rouge/Vert CTR48E version Essentiel (dégradée) Solution en 115 Vac = 87 629 123
87618078 | X | 4144 2P2OT 80-260VAC | 87621125 | CTR48 48*48 LCD retroéclairé 2 preselections 90/ 260 VAC | 87621225 | CTR48 48*48 LCD multicouleurs 2 preselections 90/260 VAC | 87629124 | CTR48E 48*48 LCD rétroéclairé vert 2 preselections 230 VAC | CTR48 Affichage lumineux Orange ou Rouge/Vert CTR48E version Essentiel (dégradée) Solution en 115 Vac = 87 629 123
87618128 | X | 4342 2P2OR 80-260VAC | 87621125 | CTR48 48*48 LCD retroéclairé 2 preselections 90/ 260 VAC | 87621225 | CTR48 48*48 LCD multicouleurs 2 preselections 90/260 VAC | 87629124 | CTR48E 48*48 LCD rétroéclairé vert 2 preselections 230 VAC | CTR48 Affichage lumineux Orange ou Rouge/Vert CTR48E version Essentiel (dégradée) Solution en 115 Vac = 87 629 123
87618138 | X | 4344 2P2OR 80-260VAC | 87621125 | CTR48 48*48 LCD retroéclairé 2 preselections 90/ 260 VAC | 87621225 | CTR48 48*48 LCD multicouleurs 2 preselections 90/260 VAC | 87629124 | CTR48E 48*48 LCD rétroéclairé vert 2 preselections 230 VAC | CTR48 Affichage lumineux Orange ou Rouge/Vert CTR48E version Essentiel (dégradée) Solution en 115 Vac = 87 629 123
87618168 | X | 4342 2P2OT 80-260VAC | 87621125 | CTR48 48*48 LCD retroéclairé 2 preselections 90/ 260 VAC | 87621225 | CTR48 48*48 LCD multicouleurs 2 preselections 90/260 VAC | 87629124 | CTR48E 48*48 LCD rétroéclairé vert 2 preselections 230 VAC | CTR48 Affichage lumineux Orange ou Rouge/Vert CTR48E version Essentiel (dégradée) Solution en 115 Vac = 87 629 123
87618178 | X | 4344 2P2OT 80-260VAC | 87621125 | CTR48 48*48 LCD retroéclairé 2 preselections 90/ 260 VAC | 87621225 | CTR48 48*48 LCD multicouleurs 2 preselections 90/260 VAC | 87629124 | CTR48E 48*48 LCD rétroéclairé vert 2 preselections 230 VAC | CTR48 Affichage lumineux Orange ou Rouge/Vert CTR48E version Essentiel (dégradée) Solution en 115 Vac = 87 629 123
87618228 | X | 4192 CP4 2P2OR 80-260VAC | 87621125 | CTR48 48*48 LCD retroéclairé 2 preselections 90/ 260 VAC | 87621225 | CTR48 48*48 LCD multicouleurs 2 preselections 90/260 VAC | 87629124 | CTR48E 48*48 LCD rétroéclairé vert 2 preselections 230 VAC | CTR48 Affichage lumineux Orange ou Rouge/Vert CTR48E version Essentiel (dégradée) Solution en 115 Vac = 87 629 123
87618268 | X | 4192 CP4 2P2OT 80-260VAC | 87621125 | CTR48 48*48 LCD retroéclairé 2 preselections 90/ 260 VAC | 87621225 | CTR48 48*48 LCD multicouleurs 2 preselections 90/260 VAC | 87629124 | CTR48E 48*48 LCD rétroéclairé vert 2 preselections 230 VAC | CTR48 Affichage lumineux Orange ou Rouge/Vert CTR48E version Essentiel (dégradée) Solution en 115 Vac = 87 629 123
87618328 | X | 4392 CP4 2P2OR 80-260VAC | 87621125 | CTR48 48*48 LCD retroéclairé 2 preselections 90/ 260 VAC | 87621225 | CTR48 48*48 LCD multicouleurs 2 preselections 90/260 VAC | 87629124 | CTR48E 48*48 LCD rétroéclairé vert 2 preselections 230 VAC | CTR48 Affichage lumineux Orange ou Rouge/Vert CTR48E version Essentiel (dégradée) Solution en 115 Vac = 87 629 123
87618368 | X | 4392 CP4 2P2OT 80-260VAC | 87621125 | CTR48 48*48 LCD retroéclairé 2 preselections 90/ 260 VAC | 87621225 | CTR48 48*48 LCD multicouleurs 2 preselections 90/260 VAC | 87629124 | CTR48E 48*48 LCD rétroéclairé vert 2 preselections 230 VAC | CTR48 Affichage lumineux Orange ou Rouge/Vert CTR48E version Essentiel (dégradée) Solution en 115 Vac = 87 629 123
87620123 | X | CPT4 115Vac 2 preselections LCD | 87621125 | CTR48 48*48 LCD retroéclairé 2 preselections 90/ 260 VAC | 87621225 | CTR48 48*48 LCD multicouleurs 2 preselections 90/260 VAC | 87629123 | CTR48E 48*48 LCD rétroéclairé vert 2 preselections 115 VAC | CTR48 Affichage lumineux Orange ou Rouge/Vert CTR48E version Essentiel (dégradée)
87620124 | X | CPT4 230Vac 2 preselections LCD | 87621125 | CTR48 48*48 LCD retroéclairé 2 preselections 90/ 260 VAC | 87621225 | CTR48 48*48 LCD multicouleurs 2 preselections 90/260 VAC | 87629124 | CTR48E 48*48 LCD rétroéclairé vert 2 preselections 230 VAC | CTR48 Affichage lumineux Orange ou Rouge/Vert CTR48E version Essentiel (dégradée)
87620223 | X | CPT4 115Vac 2 preselections LCD | 87621125 | CTR48 48*48 LCD retroéclairé 2 preselections 90/ 260 VAC | 87621225 | CTR48 48*48 LCD multicouleurs 2 preselections 90/260 VAC | 87629123 | CTR48E 48*48 LCD rétroéclairé vert 2 preselections 115 VAC | CTR48 Affichage lumineux Orange ou Rouge/Vert CTR48E version Essentiel (dégradée)
87620224 | X | CPT4 230Vac 2 preselections LCD | 87621125 | CTR48 48*48 LCD retroéclairé 2 preselections 90/ 260 VAC | 87621225 | CTR48 48*48 LCD multicouleurs 2 preselections 90/260 VAC | 87629124 | CTR48E 48*48 LCD rétroéclairé vert 2 preselections 230 VAC | CTR48 Affichage lumineux Orange ou Rouge/Vert CTR48E version Essentiel (dégradée)
87600010 | X | 6108.1 | 87622061 | CTR24 LCD CI 24x48 - Pile Lithium - entrée statique PNP + contact sec | 87622062 | CTR24 LCD 24x48 CI Pile Lithium - entrée statique NPN + contact sec | 87622070 | CTR24 LCD 24x48 CI Pile Lithium - entrée tension | 4 entrées possibles au choix entrée contact sec (87 622 061 ou 87 622 062) entrée statique PNP (comptage sur front montant) std Européen (87 622 061) entrée statique NPN (comptage sur front descendant) std Us (87 622 062) with Module d'entrée 79 237 740 entrée tension 10-260Vac/dc (87 622 070)
87600011 | X | 6108.1R | 87622061 | CTR24 LCD CI 24x48 - Pile Lithium - entrée statique PNP + contact sec | 87622062 | CTR24 LCD 24x48 CI Pile Lithium - entrée statique NPN + contact sec | 87622070 | CTR24 LCD 24x48 CI Pile Lithium - entrée tension | 4 entrées possibles au choix entrée contact sec (87 622 061 ou 87 622 062) entrée statique PNP (comptage sur front montant) std Européen (87 622 061) entrée statique NPN (comptage sur front descendant) std Us (87 622 062) with Module d'entrée 79 237 740 entrée tension 10-260Vac/dc (87 622 070)
87600020 | X | 6108.2 | 87622061 | CTR24 LCD CI 24x48 - Pile Lithium - entrée statique PNP + contact sec | 87622062 | CTR24 LCD 24x48 CI Pile Lithium - entrée statique NPN + contact sec | 87622070 | CTR24 LCD 24x48 CI Pile Lithium - entrée tension | 4 entrées possibles au choix entrée contact sec (87 622 061 ou 87 622 062) entrée statique PNP (comptage sur front montant) std Européen (87 622 061) entrée statique NPN (comptage sur front descendant) std Us (87 622 062) with Module d'entrée 79 237 740 entrée tension 10-260Vac/dc (87 622 070)
87600021 | X | 6108.2R | 87622061 | CTR24 LCD CI 24x48 - Pile Lithium - entrée statique PNP + contact sec | 87622062 | CTR24 LCD 24x48 CI Pile Lithium - entrée statique NPN + contact sec | 87622070 | CTR24 LCD 24x48 CI Pile Lithium - entrée tension | 4 entrées possibles au choix entrée contact sec (87 622 061 ou 87 622 062) entrée statique PNP (comptage sur front montant) std Européen (87 622 061) entrée statique NPN (comptage sur front descendant) std Us (87 622 062) with Module d'entrée 79 237 740 entrée tension 10-260Vac/dc (87 622 070)
87600030 | X | 6108.3 | 87622061 | CTR24 LCD CI 24x48 - Pile Lithium - entrée statique PNP + contact sec | 87622062 | CTR24 LCD 24x48 CI Pile Lithium - entrée statique NPN + contact sec | 87622070 | CTR24 LCD 24x48 CI Pile Lithium - entrée tension | 4 entrées possibles au choix entrée contact sec (87 622 061 ou 87 622 062) entrée statique PNP (comptage sur front montant) std Européen (87 622 061) entrée statique NPN (comptage sur front descendant) std Us (87 622 062) with Module d'entrée 79 237 740 entrée tension 10-260Vac/dc (87 622 070)
87600031 | X | 6108.3R | 87622061 | CTR24 LCD CI 24x48 - Pile Lithium - entrée statique PNP + contact sec | 87622062 | CTR24 LCD 24x48 CI Pile Lithium - entrée statique NPN + contact sec | 87622070 | CTR24 LCD 24x48 CI Pile Lithium - entrée tension | 4 entrées possibles au choix entrée contact sec (87 622 061 ou 87 622 062) entrée statique PNP (comptage sur front montant) std Européen (87 622 061) entrée statique NPN (comptage sur front descendant) std Us (87 622 062) with Module d'entrée 79 237 740 entrée tension 10-260Vac/dc (87 622 070)
87600040 | X | 6108.4 | 87622061 | CTR24 LCD CI 24x48 - Pile Lithium - entrée statique PNP + contact sec | 87622062 | CTR24 LCD 24x48 CI Pile Lithium - entrée statique NPN + contact sec | 87622070 | CTR24 LCD 24x48 CI Pile Lithium - entrée tension | 4 entrées possibles au choix entrée contact sec (87 622 061 ou 87 622 062) entrée statique PNP (comptage sur front montant) std Européen (87 622 061) entrée statique NPN (comptage sur front descendant) std Us (87 622 062) with Module d'entrée 79 237 740 entrée tension 10-260Vac/dc (87 622 070)
87600041 | X | 6108.4R | 87622061 | CTR24 LCD CI 24x48 - Pile Lithium - entrée statique PNP + contact sec | 87622062 | CTR24 LCD 24x48 CI Pile Lithium - entrée statique NPN + contact sec | 87622070 | CTR24 LCD 24x48 CI Pile Lithium - entrée tension | 4 entrées possibles au choix entrée contact sec (87 622 061 ou 87 622 062) entrée statique PNP (comptage sur front montant) std Européen (87 622 061) entrée statique NPN (comptage sur front descendant) std Us (87 622 062) with Module d'entrée 79 237 740 entrée tension 10-260Vac/dc (87 622 070)
87603010 | X | 10108 | 87622061 | CTR24 LCD 24x48 - Pile Lithium - entrée statique PNP + contact sec NPN | 87622062 | CTR24 LCD 24x48 - Pile Lithium - entrée statique NPN + contact sec NPN | 87622070 | CTR24 LCD 24x48 - Pile Lithium - entrée tension | 4 entrées possibles au choix entrée contact sec (87 622 061 ou 87 622 062) entrée statique PNP (comptage sur front montant) std Européen (87 622 061) entrée statique NPN (comptage sur front descendant) std Us (87 622 062) with Module 10 000 réf:79 695 009 entrée tension 10-260Vac/dc (87 622 070)
87610010 | X | CI24 | 87622061 | CTR24 LCD 24x48 - Pile Lithium - entrée statique PNP + contact sec NPN | 87622062 | CTR24 LCD 24x48 - Pile Lithium - entrée statique NPN + contact sec NPN | 87622070 | CTR24 LCD 24x48 - Pile Lithium - entrée tension | 4 entrées possibles au choix entrée contact sec (87 622 061 ou 87 622 062) entrée statique PNP (comptage sur front montant) std Européen (87 622 061) entrée statique NPN (comptage sur front descendant) std Us (87 622 062) with Module d'entrée 79 237 740 entrée tension 10-260Vac/dc (87 622 070)
87610020 | X | 2231 piles alcalines | 87622061 | CTR24 LCD 24x48 - Pile Lithium - entrée statique PNP + contact sec NPN | 87622062 | CTR24 LCD 24x48 - Pile Lithium - entrée statique NPN + contact sec NPN |  |  | entrées possibles au choix entrée contact sec (87 622 061 ou 87 622 062) entrée statique PNP (comptage sur front montant) std Européen (87 622 061) entrée statique NPN (comptage sur front descendant) std Us (87 622 062)
87610040 | X | CP2 2231 compt puls Entrée statique/contact sec PNP/NPN | 87622061 | CTR24 LCD 24x48 - Pile Lithium - entrée statique PNP + contact sec NPN | 87622062 | CTR24 LCD 24x48 - Pile Lithium - entrée statique NPN + contact sec NPN |  |  | entrées possibles au choix entrée contact sec (87 622 061 ou 87 622 062) entrée statique PNP (comptage sur front montant) std Européen (87 622 061) entrée statique NPN (comptage sur front descendant) std Us (87 622 062)
87610340 | X | CP2 2108 | 87622062 | CTR24 LCD 24x48 - Pile Lithium - entrée statique NPN + contact sec NPN
87610030 | X | 2232 piles alcalines | 87622070 | CTR24 LCD 24x48 - Pile Lithium - entrée tension
87610050 | X | CP2 2232 compt puls Entrée tension | 87622070 | CTR24 LCD 24x48 - Pile Lithium - entrée tension
87600130 | X | 6108.H3 | 87622161 | CTR24 LCD 24x48 CH Pile Lithium - entrée statique PNP + contact sec | 87622162 | CTR24 LCD 24x48 CH Pile Lithium - entrée statique NPN + contact sec | 87622170 | CTR24 LCD CH 24x48 - Pile Lithium - entrée tension | 4 entrées possibles au choix entrée contact sec (87 622 161 ou 87 622 162) entrée statique PNP (comptage sur front montant) std Européen (87 622 161) entrée statique NPN (comptage sur front descendant) std Us (87 622 162) with Module d' entrée tension 10-260Vac/dc (87 622 170)
87600210 | X | 6108.H1R | 87622161 | CTR24 LCD 24x48 CH Pile Lithium - entrée statique PNP + contact sec | 87622162 | CTR24 LCD 24x48 CH Pile Lithium - entrée statique NPN + contact sec | 87622170 | CTR24 LCD CH 24x48 - Pile Lithium - entrée tension | 4 entrées possibles au choix entrée contact sec (87 622 161 ou 87 622 162) entrée statique PNP (comptage sur front montant) std Européen (87 622 161) entrée statique NPN (comptage sur front descendant) std Us (87 622 162) with Module d' entrée tension 10-260Vac/dc (87 622 170)
87600230 | X | 6108.H3R | 87622161 | CTR24 LCD 24x48 CH Pile Lithium - entrée statique PNP + contact sec | 87622162 | CTR24 LCD 24x48 CH Pile Lithium - entrée statique NPN + contact sec | 87622170 | CTR24 LCD CH 24x48 - Pile Lithium - entrée tension | 4 entrées possibles au choix entrée contact sec (87 622 161 ou 87 622 162) entrée statique PNP (comptage sur front montant) std Européen (87 622 161) entrée statique NPN (comptage sur front descendant) std Us (87 622 162) with Module d' entrée tension 10-260Vac/dc (87 622 170)
87603110 | X | 10108 H | 87622161 | CTR24 LCD 24x48 - Pile Lithium - entrée statique PNP + contact sec NPN | 87622162 | CTR24 LCD 24x48 - Pile Lithium - entrée statique NPN + contact sec NPN | 87622170 | CTR24 LCD 24x48 - Pile Lithium - entrée tension | entrées possibles au choix entrée contact sec (87 622 161 ou 87 622 162) entrée statique PNP (comptage sur front montant) std Européen (87 622 161) entrée statique NPN (comptage sur front descendant) std Us (87 622 162) with Module 10 000 réf: 79 695 009 entrée tension 10-260Vac/dc (87 622 170)
87610110 | X | CH24 | 87622161 | CTR24 LCD 24x48 - Pile Lithium - entrée statique PNP + contact sec NPN | 87622162 | CTR24 LCD 24x48 - Pile Lithium - entrée statique NPN + contact sec NPN | 87622170 | CTR24 LCD 24x48 - Pile Lithium - entrée tension | entrées possibles au choix entrée contact sec (87 622 161 ou 87 622 162) entrée statique PNP (comptage sur front montant) std Européen (87 622 161) entrée statique NPN (comptage sur front descendant) std Us (87 622 162) with Module d'entrée 79 237 740 entrée tension 10-260Vac/dc (87 622 170)
87610140 | X | CP2 2213 compt horaire Entrée statique PNP/NPN | 87622161 | CTR24 LCD 24x48 - Pile Lithium - entrée statique PNP | 87622162 | CTR24 LCD 24x48 - Pile Lithium - entrée statique NPN + contact sec NPN |  |  | entrées possibles au choix entrée contact sec (87 622 162) entrée statique PNP (comptage sur front montant) std Européen (87 622 161) entrée statique NPN (comptage sur front descendant) std Us (87 622 162)
87610440 | X | CP2 2108 H | 87622162 | CTR24 LCD 24x48 - Pile Lithium - entrée statique NPN + contact sec NPN
87610150 | X | CP2 2214 compt horaire Entrée tension PNP/NPN | 87622170 | CTR24 LCD 24x48 - Pile Lithium - entrée tension
88813001 |  | S fonction E 10 à 264Vac | 88827004 | MUS2 (commuté en fonction D/Di) | [5 empty] | request sent to Paul bachman to update.
88813101 |  | S fonction E 10 à 264Vac | 88827004 | MUS2 (commuté en fonction D/Di) | [5 empty] | request sent to Paul bachman to update.
88815001 |  | Série S "C" 20.55 Vac série S | 88827004 | MUS2 (commuté en fonction C) | [5 empty] | request sent to Paul bachman to update.
88815004 |  | mono "C" 90.264 Vac série S | 88827004 | MUS2 (commuté en fonction C) | [5 empty] | request sent to Paul bachman to update.
88824003 |  | MSU | 88827004 | MUS2
88826004 |  | MUS2 | 88827004 | MUS2 | [5 empty] | request sent to Paul bachman to update.
88872009 |  | BLSU 10.260 VAC | 88827004 | MUS2 | [5 empty] | request sent to Paul bachman to update.
88810001 |  | S fonction A 10 à 264Vac/dc | 88827014 | MAS5 | [5 empty] | request sent to Paul bachman to update.
88810101 |  | S fonction A 10 à 264Vac/dc | 88827014 | MAS5 | [5 empty] | request sent to Paul bachman to update.
88824010 |  | MSA | 88827014 | MAS5
88826014 |  | MAS5 | 88827014 | MAS5 | [5 empty] | request sent to Paul bachman to update.
88872109 |  | BASU 10.260 VUC | 88827014 | MAS5 | [5 empty] | request sent to Paul bachman to update.
88811001 |  | S fonction H 10 à 264Vac | 88827044 | MHS2 | [5 empty] | request sent to Paul bachman to update.
88811101 |  | S fonction H 10 à 264Vac | 88827044 | MHS2 | [5 empty] | request sent to Paul bachman to update.
88824043 |  | MSH | 88827044 | MHS2 | [5 empty] | request sent to Paul bachman to update.
88826044 |  | MHS2 | 88827044 | MHS2 | [5 empty] | request sent to Paul bachman to update.
88872409 |  | BHSU 10.260 VAC | 88827044 | MHS2 | [5 empty] | request sent to Paul bachman to update.
88824053 |  | MSLI | 88827054 | MLS2 | [5 empty] | request sent to Paul bachman to update.
88826054 |  | MLS2 | 88827054 | MLS2 | [5 empty] | request sent to Paul bachman to update.
88872509 |  | BDSU 10.260 VAC | 88827054 | MLS2 | [5 empty] | request sent to Paul bachman to update.
88872609 |  | BDISU 10.260 VAC | 88827054 | MLS2 | [5 empty] | request sent to Paul bachman to update.
88826100 |  | MUR4 | 88827100 | MUR4 | [5 empty] | request sent to Paul bachman to update.
88865100 |  | TUR4 | 88827100 | MUR4 |  |  |  |  | Boitier format 22,5 mm abandonné . Proposition with boitier 17,5 mm
88871001 |  | BLRU 12 VDC | 88827100 | MUR4 | 88866300 | RU2R4 |  |  | Boitier format 22,5 mm abandonné . Proposition with boitier 17,5 mm RU2R4 = boitier 22,5 mm mais with 2 relais de sortie | request sent to Paul bachman to update.
88871101 |  | BARU 12 VDC | 88827100 | MUR4 (en fonction A) | 88866300 | RU2R4 (en fonction A) |  |  | Boitier format 22,5 mm abandonné . Proposition with boitier 17,5 mm RU2R4 = boitier 22,5 mm mais with 2 relais de sortie | request sent to Paul bachman to update.
88871301 |  | BCRU 12 VDC | 88827100 | MUR4 (en fonction C) | 88866300 | RU2R4 (en foncton C) |  |  | Boitier format 22,5 mm abandonné . Proposition with boitier 17,5 mm RU2R4 = boitier 22,5 mm mais with 2 relais de sortie | request sent to Paul bachman to update.
88823000 |  | MRU | 88827103 | MUR3 | [5 empty] | request sent to Paul bachman to update.
88825000 |  | MRU1 | 88827103 | MUR3 | [5 empty] | request sent to Paul bachman to update.
88826103 |  | MUR3 | 88827103 | MUR3 | [5 empty] | request sent to Paul bachman to update.
88860211 |  | M fonction A / H / D / E 160s 48V ac/dc | 88827103 | MUR3 | [5 empty] | request sent to Paul bachman to update.
88860231 |  | M fonction A / H / D / E 640m 48V ac/dc | 88827103 | MUR3 | [5 empty] | request sent to Paul bachman to update.
88864002 |  | M fonction A 24/48V ac/dc | 88827103 | MUR3
88865103 |  | TUR3 | 88827103 | MUR3 | 88866303 | RU2R3 |  |  | Boitier format 22,5 mm abandonné . Proposition with boitier 17,5 mm RU2R3 = boitier 22,5 mm mais with 2 relais de sortie
88871008 |  | BLRMU 24.240 VUC | 88827103 | MUR3 | 88866303 | RU2R3 |  |  | Boitier format 22,5 mm abandonné . Proposition with boitier 17,5 mm RU2R3 = boitier 22,5 mm mais with 2 relais de sortie | request sent to Paul bachman to update.
88871103 |  | BARU 24/48 VUC | 88827103 | MUR3 | 88866303 | RU2R3 |  |  | Boitier format 22,5 mm abandonné . Proposition with boitier 17,5 mm RU2R3 = boitier 22,5 mm mais with 2 relais de sortie | request sent to Paul bachman to update.
88871303 |  | BCRU 24/48 VUC | 88827103 | MUR3 (en fonction C) | 88866303 | RU2R3 (en fonction C) |  |  | Boitier format 22,5 mm abandonné . Proposition with boitier 17,5 mm RU2R3 = boitier 22,5 mm mais with 2 relais de sortie | request sent to Paul bachman to update.
88890008 |  | SRU 24/240 Vuc | 88827103 | MUR3 | [5 empty] | request sent to Paul bachman to update.
88893016 |  | TRU | 88827103 | MUR3 | [5 empty] | request sent to Paul bachman to update.
88893112 |  | TRA SP 42.48Vuc | 88827103 | MUR3 (en fonction A) | [5 empty] | request sent to Paul bachman to update.
88893216 |  | TRB | 88827103 | MUR3 (en fonction B) | [5 empty] | request sent to Paul bachman to update.
88893316 |  | TRC | 88827103 | MUR3 (en fonction C) | [5 empty] | request sent to Paul bachman to update.
88826105 |  | MUR1 | 88827105 | MUR1 | [5 empty] | request sent to Paul bachman to update.
88860210 |  | M fonction A / H / D / E 160s 24 Vac/dc | 88827105 | MUR1 | [5 empty] | request sent to Paul bachman to update.
88860212 |  | M fonction A / H / D / E 160s 110V ac | 88827105 | MUR1 | [5 empty] | request sent to Paul bachman to update.
88860214 |  | M fonction A / H / D / E 160s 220V ac | 88827105 | MUR1 | [5 empty] | request sent to Paul bachman to update.
88860230 |  | M fonction A / H / D / E 640m 24 Vac/dc | 88827105 | MUR1 | [5 empty] | request sent to Paul bachman to update.
88860232 |  | M fonction A / H / D / E 640m 110V ac | 88827105 | MUR1 | [5 empty] | request sent to Paul bachman to update.
88860234 |  | M fonction A / H / D / E 640m 220V ac | 88827105 | MUR1 | [5 empty] | request sent to Paul bachman to update.
88865105 |  | TUR1 | 88827105 | MUR1 | 88866105 | RU2R1 |  |  | Boitier format 22,5 mm abandonné . Proposition with boitier 17,5 mm RU2R1 = boitier 22,5 mm mais with 2 relais de sortie
88881005 |  | 24 Vuc 110.127 Vac série M2 | 88827105 | MUR1 | [5 empty] | request sent to Paul bachman to update.
88881006 |  | 24 Vuc 220.240 Vac série M2 | 88827105 | MUR1 | [5 empty] | request sent to Paul bachman to update.
88883105 |  | "D/E" 24 Vuc 110.127 Vac série M2 | 88827105 | MUR1 (en fonction D/Di) | [5 empty] | request sent to Paul bachman to update.
88883106 |  | "D/E" 24 Vuc 220.240 Vac série M2 | 88827105 | MUR1 (en fonction D/Di) | [5 empty] | request sent to Paul bachman to update.
88823011 |  | MRA | 88827115 | MAR1 | [5 empty] | request sent to Paul bachman to update.
88825014 |  | MRA1 24/240 | 88827115 | MAR1 | [5 empty] | request sent to Paul bachman to update.
88825015 |  | MRA1 24/110 | 88827115 | MAR1 | [5 empty] | request sent to Paul bachman to update.
88826115 |  | MAR1 | 88827115 | MAR1 | [5 empty] | request sent to Paul bachman to update.
88864001 |  | M fonction A 110/220V ac | 88827115 | MAR1
88865115 |  | TAR1 | 88827115 | MAR1 | 88866215 | RA2R1 |  |  | Boitier format 22,5 mm abandonné . Proposition with boitier 17,5 mm RA2R1 = boitier 22,5 mm mais with 2 relais de sortie
88871107 |  | BARU 24 VAC/DC / 220.240 VAC | 88827115 | MAR1 | 88866305 | RU2R1 (en fonction A) |  |  | Boitier format 22,5 mm abandonné . Proposition with boitier 17,5 mm RU2R1 = boitier 22,5 mm mais with 2 relais de sortie | request sent to Paul bachman to update.
88881100 |  | "A" 24 Vuc série M2 | 88827115 | MAR1 | [5 empty] | request sent to Paul bachman to update.
88881102 |  | "A" 110.127 Vac série M2 | 88827115 | MAR1 | [5 empty] | request sent to Paul bachman to update.
88881104 |  | "A" 220.240 Vac série M2 | 88827115 | MAR1 | [5 empty] | request sent to Paul bachman to update.
88890108 |  | SRA 24/240 Vuc | 88827115 | MAR1 | [5 empty] | request sent to Paul bachman to update.
88893115 |  | TRA | 88827115 | MAR1 | [5 empty] | request sent to Paul bachman to update.
88894134 |  | TRA.F 110...240VAC 100 S | 88827115 | MAR1 | [5 empty] | request sent to Paul bachman to update.
88894164 |  | TRAF 110...240VAC 30 SEC | 88827115 | MAR1 | [5 empty] | request sent to Paul bachman to update.
88894184 |  | TRAF 110...240VAC 120 SEC | 88827115 | MAR1 | [5 empty] | request sent to Paul bachman to update.
88894805 |  | TRAFSP9606 24/230A | 88827115 | MAR1 | [5 empty] | request sent to Paul bachman to update.
88894811 |  | TRAF 110-240 60S | 88827115 | MAR1 | [5 empty] | request sent to Paul bachman to update.
88894812 |  | TRAF SP9901 1S FIXE | 88827115 | MAR1 | [5 empty] | request sent to Paul bachman to update.
88823021 |  | MRB | 88827125 | MBR1 | [5 empty] | request sent to Paul bachman to update.
88825026 |  | MRB1 24VAC/DC | 88827125 | MBR1 | [5 empty] | request sent to Paul bachman to update.
88825027 |  | MRB1 110VAC | 88827125 | MBR1 | [5 empty] | request sent to Paul bachman to update.
88825028 |  | MRB1 230VAC | 88827125 | MBR1 | [5 empty] | request sent to Paul bachman to update.
88826125 |  | MBR1 | 88827125 | MBR1 | [5 empty] | request sent to Paul bachman to update.
88865125 |  | TBR1 | 88827125 | MBR1 | 88866105 | RU2R1 (fonction B) |  |  | Boitier format 22,5 mm abandonné . Proposition with boitier 17,5 mm RU2R1 = boitier 22,5 mm mais with 2 relais de sortie
88871248 |  | BBRFN10m/220 | 88827125 | MBR1 | 88866305 | RU2R1 (en fonction B) |  |  | Boitier format 22,5 mm abandonné . Proposition with boitier 17,5 mm RU2R1 = boitier 22,5 mm mais with 2 relais de sortie | request sent to Paul bachman to update.
88881200 |  | "B" 24 Vuc série M2 | 88827125 | MBR1 | [5 empty] | request sent to Paul bachman to update.
88881202 |  | "B" 110.127 Vac série M2 | 88827125 | MBR1 | [5 empty] | request sent to Paul bachman to update.
88881204 |  | "B" 220.240 Vac série M2 | 88827125 | MBR1 | [5 empty] | request sent to Paul bachman to update.
88894214 |  | TRB.F 110...240 VAC 1 S | 88827125 | MBR1 | [5 empty] | request sent to Paul bachman to update.
88894234 |  | TRB.F 110...240 VAC 100 S | 88827125 | MBR1 | [5 empty] | request sent to Paul bachman to update.
88894244 |  | TRB.F 110...240 VAC 10 MN | 88827125 | MBR1 | [5 empty] | request sent to Paul bachman to update.
88894254 |  | TRB.F 110...240 VAC 100MN | 88827125 | MBR1 | [5 empty] | request sent to Paul bachman to update.
88894321 |  | TRC.F 24VUC 10 SEC. | 88827125 | MBR1 | [5 empty] | request sent to Paul bachman to update.
88894344 |  | TRC.F 110...240 VAC 10 MN | 88827125 | MBR1 | [5 empty] | request sent to Paul bachman to update.
88894802 |  | TRB.F 110...240 VAC 240S | 88827125 | MBR1 | [5 empty] | request sent to Paul bachman to update.
88894808 |  | TR.B F SP 9708 | 88827125 | MBR1 | [5 empty] | request sent to Paul bachman to update.
88894809 |  | TR.B F SP 9709 | 88827125 | MBR1 | [5 empty] | request sent to Paul bachman to update.
88823031 |  | MRC | 88827135 | MCR1
88825036 |  | MRC1 24VAC/DC | 88827135 | MCR1 | [5 empty] | request sent to Paul bachman to update.
88825037 |  | MRC1 110VAC/DC | 88827135 | MCR1 | [5 empty] | request sent to Paul bachman to update.
88825038 |  | MRC1 230VAC/DC | 88827135 | MCR1 | [5 empty] | request sent to Paul bachman to update.
88826135 |  | MCR1 | 88827135 | MCR1 | [5 empty] | request sent to Paul bachman to update.
88865135 |  | TCR1 | 88827135 | MCR1 | 88866105 | RU2R1 (fonction C) |  |  | Boitier format 22,5 mm abandonné . Proposition with boitier 17,5 mm RU2R1 = boitier 22,5 mm mais with 2 relais de sortie
88871305 |  | BCRU 24 VUC / 110 VAC | 88827135 | MCR1 | 88866305 | RU2R1 (en fonction C) |  |  | Boitier format 22,5 mm abandonné . Proposition with boitier 17,5 mm RU2R1 = boitier 22,5 mm mais with 2 relais de sortie | request sent to Paul bachman to update.
88871307 |  | BCRU 24 VUC / 220.240 VAC | 88827135 | MCR1 | 88866305 | RU2R1 (en fonction C) |  |  | Boitier format 22,5 mm abandonné . Proposition with boitier 17,5 mm RU2R1 = boitier 22,5 mm mais with 2 relais de sortie | request sent to Paul bachman to update.
88881300 |  | "C" 24 Vuc série M2 | 88827135 | MCR1 | [5 empty] | request sent to Paul bachman to update.
88881302 |  | "C" 110.127 Vac série M2 | 88827135 | MCR1 | [5 empty] | request sent to Paul bachman to update.
88881304 |  | "C" 220.240 Vac série M2 | 88827135 | MCR1 | [5 empty] | request sent to Paul bachman to update.
88894803 |  | TRCF SP9602 24VUC 100MN | 88827135 | MCR1 | [5 empty] | request sent to Paul bachman to update.
88894806 |  | TRC.F SP9609 12V 0.1-10 S | 88827135 | MCR1 | [5 empty] | request sent to Paul bachman to update.
88823041 |  | MRH | 88827145 | MHR1
88825044 |  | MRH1 24VAC/DC - 230VAC | 88827145 | MHR1 | [5 empty] | request sent to Paul bachman to update.
88825045 |  | MRH1 24VAC/DC - 110VAC | 88827145 | MHR1 | [5 empty] | request sent to Paul bachman to update.
88826145 |  | MHR1 | 88827145 | MHR1 | [5 empty] | request sent to Paul bachman to update.
88865145 |  | THR1 | 88827145 | MHR1 | 88866105 | RU2R1 (fonction H) |  |  | Boitier format 22,5 mm abandonné . Proposition with boitier 17,5 mm RU2R1 = boitier 22,5 mm mais with 2 relais de sortie
88881400 |  | "H" 24 Vuc série M2 | 88827145 | MHR1 | [5 empty] | request sent to Paul bachman to update.
88881402 |  | "H" 110.127 Vac série M2 | 88827145 | MHR1 | [5 empty] | request sent to Paul bachman to update.
88881404 |  | "H" 220.240 Vac série M2 | 88827145 | MHR1 | [5 empty] | request sent to Paul bachman to update.
88890408 |  | SRH 24/240 Vuc | 88827145 | MUR3 (en fonction H) | [5 empty] | request sent to Paul bachman to update.
88893415 |  | TRH | 88827145 | MHR1 | [5 empty] | request sent to Paul bachman to update.
88894464 |  | TRHF 110...240VAC 30 SEC. | 88827145 | MHR1 | [5 empty] | request sent to Paul bachman to update.
88826150 |  | MLR4 | 88827150 | MLR4 | [5 empty] | request sent to Paul bachman to update.
88823051 |  | MRLI | 88827155 | MLR1
88825054 |  | MRLI1 24/240 | 88827155 | MLR1 | [5 empty] | request sent to Paul bachman to update.
88825055 |  | MRLI1 24/110 | 88827155 | MLR1 | [5 empty] | request sent to Paul bachman to update.
88826155 |  | MLR1 | 88827155 | MLR1 | [5 empty] | request sent to Paul bachman to update.
88861010 |  | M fonction L 160s 24 Vac/dc | 88827155 | MLR1 | [5 empty] | request sent to Paul bachman to update.
88861011 |  | M fonction L 160s 48V ac/dc | 88827155 | MLR1
88861012 |  | M fonction L 160s 110V ac | 88827155 | MLR1
88861014 |  | M fonction L 160s 220V ac | 88827155 | MLR1
88861030 |  | M fonction L 640m 24 Vac/dc | 88827155 | MLR1
88861031 |  | M fonction L 640m 48V ac/dc | 88827155 | MLR1
88861032 |  | M fonction L 640m 110V ac | 88827155 | MLR1
88861034 |  | M fonction L 640m 220V ac | 88827155 | MLR1
88861114 |  | M fonction L 220V ac | 88827155 | MLR1
88861124 |  | M fonction L 220V ac | 88827155 | MLR1
88861134 |  | M fonction L 220V ac | 88827155 | MLR1
88861144 |  | M fonction L 220V ac | 88827155 | MLR1
88861314 |  | M fonction La 220V ac | 88827155 | MLR1
88861324 |  | M fonction La 220V ac | 88827155 | MLR1
88861334 |  | M fonction La 220V ac | 88827155 | MLR1
88861344 |  | M fonction La 220V ac | 88827155 | MLR1
88865155 |  | TLR1 | 88827155 | MLR1 |  |  |  |  | Boitier format 22,5 mm abandonné . Proposition with boitier 17,5 mm
88871503 |  | BDRU 24/48 VUC | 88827155 | MLR1 (sauf 48Vdc) | [5 empty] | request sent to Paul bachman to update.
88871505 |  | BDRU 24 VUC / 110 VAC | 88827155 | MLR1 | [5 empty] | request sent to Paul bachman to update.
88871507 |  | BDRU 24 VUC / 220.240 VAC | 88827155 | MLR1 | [5 empty] | request sent to Paul bachman to update.
88871603 |  | BDRIU 24/48 VUC | 88827155 | MLR1 (sauf 48Vdc) | [5 empty] | request sent to Paul bachman to update.
88871605 |  | BDRIU 24 VUC / 110 VAC | 88827155 | MLR1 | [5 empty] | request sent to Paul bachman to update.
88871607 |  | BDRIU 24 VUC / 220.240 VAC | 88827155 | MLR1 | [5 empty] | request sent to Paul bachman to update.
88881505 |  | "L" 24 Vuc 110.127 Vac série M2 | 88827155 | MLR1 | [5 empty] | request sent to Paul bachman to update.
88881506 |  | "L" 24 Vuc 220.240 Vac série M2 | 88827155 | MLR1 | [5 empty] | request sent to Paul bachman to update.
88890508 |  | SRL 24/240 Vuc | 88827155 | MLR1 (vérifier les tensions) |  |  |  |  | Tension de la MLR1 = 24Vcc/24à240Vac | request sent to Paul bachman to update.
88893515 |  | TRL | 88827155 | MLR1 | [5 empty] | request sent to Paul bachman to update.
88894544 |  | TRD.F 110...240VAC 10 MIN | 88827155 | MLR1 | [5 empty] | request sent to Paul bachman to update.
88894807 |  | 83 62 56 ITP TRDI.F WEID | 88827155 | MLR1 | [5 empty] | request sent to Paul bachman to update.
88873762 |  | TQR 24 VUC | 88866175 | RQR1 | [5 empty] | request sent to Paul bachman to update.
88873764 |  | TQR 48 VUC | 88866175 | RQR1(sauf 48Vdc) | [5 empty] | request sent to Paul bachman to update.
88873766 |  | TQR 110 VAC | 88866175 | RQR1 | [5 empty] | request sent to Paul bachman to update.
88873768 |  | TQR 220 VAC | 88866175 | RQR1 | [5 empty] | request sent to Paul bachman to update.
88877332 |  | DQR 24 | 88866175 | RQR1 | [5 empty] | request sent to Paul bachman to update.
88877335 |  | DQR 110A | 88866175 | RQR1 | [5 empty] | request sent to Paul bachman to update.
88877337 |  | DQR 220A/240A | 88866175 | RQR1 | [5 empty] | request sent to Paul bachman to update.
88877382 |  | LQR 24 | 88866175 | RQR1(non embrochable) | [5 empty] | request sent to Paul bachman to update.
88877386 |  | LQR 220A/240A | 88866175 | RQR1(non embrochable) | [5 empty] | request sent to Paul bachman to update.
88877398 |  | PQR 380A 100S | 88866175 | RQR1(non embrochable) | [5 empty] | request sent to Paul bachman to update.
88883505 |  | "S" 24 Vuc 110.127 Vac série M2 | 88866175 | RQR1 | [5 empty] | request sent to Paul bachman to update.
88883506 |  | "S" 24 Vuc 220.240 Vac série M2 | 88866175 | RQR1 | [5 empty] | request sent to Paul bachman to update.
88893916 |  | TRQ 24/48/240V | 88866175 | RQR1 (sauf 48Vdc) | [5 empty] | request sent to Paul bachman to update.
88893980 |  | TRQS 24/110.240V | 88866175 | RQR1 (sauf 48Vdc) | [5 empty] | request sent to Paul bachman to update.
88893917 |  | TRQ 240/440V | 88866176 | RQR6 | [5 empty] | request sent to Paul bachman to update.
88826185 |  | MXR1 | 88827185 | MXR1 | [5 empty] | request sent to Paul bachman to update.
88865185 |  | TXR1 | 88827185 | MXR1 | 88866115
88883205 |  | "N/O" 24 Vuc 110.127 Vac série M2 | 88827185 | MXR1 (en fonction N/O) | [5 empty] | request sent to Paul bachman to update.
88883206 |  | "N/O" 24 Vuc 220.240 Vac série M2 | 88827185 | MXR1 (en fonction N/O) | [5 empty] | request sent to Paul bachman to update.
88883305 |  | "Ma/Mb/Mc" 24 Vuc 110.127 Vac M2 | 88827185 | MXR1 (revoir l'application) | [5 empty] | request sent to Paul bachman to update.
88883306 |  | "Ma/Mb/Mc" 24 Vuc 220.240 Vac M2 | 88827185 | MXR1 (revoir l'application) | [5 empty] | request sent to Paul bachman to update.
88893616 |  | TRN/O | 88827185 | MXR1 (sauf 48Vdc) | [5 empty] | request sent to Paul bachman to update.
88894804 |  | TRNF SP9603 | 88827185 | MXR1 (en fonction N) | [5 empty] | request sent to Paul bachman to update.
88826503 |  | MURc3 | 88827503 | MURc3 | [5 empty] | request sent to Paul bachman to update.
88826195 | X | MER1 | 88829198 | EMER8
84877002 |  | PKR 240A B | 88865265 | TK2R1 pas embrochable | [5 empty] | request sent to Paul bachman to update.
84877004 |  | PKR 220A B | 88865265 | TK2R1 pas embrochable | [5 empty] | request sent to Paul bachman to update.
84877006 |  | PKR 110A B | 88865265 | TK2R1 pas embrochable | [5 empty] | request sent to Paul bachman to update.
88861610 |  | M fonction K 24 Vac/dc | 88865265 | TK2R1
88861611 |  | M fonction K 48V ac/dc | 88865265 | TK2R1
88861612 |  | M fonction K 110V ac | 88865265 | TK2R1
88861614 |  | M fonction K 220V ac | 88865265 | TK2R1
88861630 |  | M fonction K 24 Vac/dc | 88865265 | TK2R1
88861631 |  | M fonction K 48V ac/dc | 88865265 | TK2R1
88861632 |  | M fonction K 110V ac | 88865265 | TK2R1
88861634 |  | M fonction K 220V ac | 88865265 | TK2R1
88861650 |  | M fonction K 24 Vac/dc | 88865265 | TK2R1
88861651 |  | M fonction K 48V ac/dc | 88865265 | TK2R1
88861652 |  | M fonction K 110V ac | 88865265 | TK2R1
88861654 |  | M fonction K 220V ac | 88865265 | TK2R1
88861670 |  | M fonction K 24 Vac/dc | 88865265 | TK2R1
88861671 |  | M fonction K 48V ac/dc | 88865265 | TK2R1
88861672 |  | M fonction K 110V ac | 88865265 | TK2R1
88861674 |  | M fonction K 220V ac | 88865265 | TK2R1
88877101 |  | DKR 24D B | 88865265 | TK2R1 | [5 empty] | request sent to Paul bachman to update.
88877102 |  | DKRB24VCA | 88865265 | TK2R1 | [5 empty] | request sent to Paul bachman to update.
88877103 |  | DKRB48VCA | 88865265 | TK2R1 | [5 empty] | request sent to Paul bachman to update.
88877105 |  | DKRB110V | 88865265 | TK2R1 | [5 empty] | request sent to Paul bachman to update.
88877106 |  | DKR 240AB | 88865265 | TK2R1 | [5 empty] | request sent to Paul bachman to update.
88877107 |  | DKRB220 | 88865265 | TK2R1 | [5 empty] | request sent to Paul bachman to update.
88877151 |  | LKR 24D B | 88865265 | TK2R1 (non embrochable) | [5 empty] | request sent to Paul bachman to update.
88877152 |  | LKR 24A B | 88865265 | TK2R1 (non embrochable) | [5 empty] | request sent to Paul bachman to update.
88877153 |  | LKR 48A B | 88865265 | TK2R1 (non embrochable) | [5 empty] | request sent to Paul bachman to update.
88877155 |  | LKRB110V | 88865265 | TK2R1 (non embrochable) | [5 empty] | request sent to Paul bachman to update.
88877157 |  | LKR 220A B | 88865265 | TK2R1 (non embrochable) | [5 empty] | request sent to Paul bachman to update.
88883408 |  | "K" 24.240 Vuc série M2 | 88865265 | TK2R1 (vérifier les tensions) | [5 empty] | request sent to Paul bachman to update.
88893813 |  | TRK | 88865265 | TK2R1 (vérifier les tensions) | [5 empty] | request sent to Paul bachman to update.
88893823 |  | TRK2 | 88865265 | TK2R1 (vérifier les tensions) | [5 empty] | request sent to Paul bachman to update.
88862010 |  | M fonction étoile / triangle 24 Vac/dc | 88866175 | RQR1
88862011 |  | M fonction étoile / triangle 24 Vac/dc | 88866175 | RQR1
88862012 |  | M fonction étoile / triangle 110V ac | 88866175 | RQR1
88862013 |  | M fonction étoile / triangle 110V ac | 88866175 | RQR1
88862014 |  | M fonction étoile / triangle 220V ac | 88866175 | RQR1
88862015 |  | M fonction étoile / triangle 220V ac | 88866175 | RQR1
88862016 |  | M fonction étoile / triangle 48V ac/dc | 88866175 | RQR1
88862017 |  | M fonction étoile / triangle 48V ac/dc | 88866175 | RQR1
88865175 |  | TQR1 | 88866175 | RQR1
88871762 |  | BQR 24 VUC | 88866175 | RQR1 | [5 empty] | request sent to Paul bachman to update.
88871764 |  | BQR 48 VUC | 88866175 | RQR1 | [5 empty] | request sent to Paul bachman to update.
88871766 |  | BQR 110 VAC | 88866175 | RQR1 | [5 empty] | request sent to Paul bachman to update.
88871767 |  | BQR 220 VAC | 88866175 | RQR1 | [5 empty] | request sent to Paul bachman to update.
88871768 |  | BQR240 | 88866175 | RQR1 | [5 empty] | request sent to Paul bachman to update.
88865176 |  | TQR6 | 88866176 | RQR6
88865215 |  | TA2R1 | 88866215 | RA2R1
88893135 |  | TRA2 | 88866215 | RA2R1 |  |  |  |  | Attention pas de commande Potentiomètre à distance | request sent to Paul bachman to update.
88893180 |  | TRA2S | 88866215 | RA2R1 | [5 empty] | request sent to Paul bachman to update.
88865300 |  | TU2R4 | 88866300 | RU2R4
88865303 |  | TU2R3 | 88866303 | RU2R3 | [5 empty] | request sent to Paul bachman to update.
88893003 |  | TRM | 88866303 | RU2R3 en fonctionc A,Ac,At,B,Bw,C,D,Di,H,Ht 24 à 240Vac/dc | 88866385 | RX2R1 fonctions P,W uniquement en 24Vdc/24 à 240Vac |  |  | TRM multifonctions A,Ac,At,B,Bw,C,D,Di,H,Ht et P,W tension 24à 240Vac/dc | request sent to Paul bachman to update.
88865305 |  | TU2R1 | 88866305 | RU2R1 | [5 empty] | request sent to Paul bachman to update.
88893335 |  | TRC2 | 88866305 | RU2R1 (en fonction C) |  |  |  |  | Attention pas de commande Potentiomètre à distance | request sent to Paul bachman to update.
88865385 |  | TX2R1 | 88866385 | RX2R1 | [5 empty] | request sent to Paul bachman to update.
88873001 |  | TLRU 12 VDC | 88867300 | PU2R4 | [5 empty] | request sent to Paul bachman to update.
88873101 |  | TARU 12 VDC | 88867300 | PU2R4 (en fonction A) | [5 empty] | request sent to Paul bachman to update.
88873301 |  | TCRU 12 VDC | 88867300 | PU2R4 (en fonction C) | [5 empty] | request sent to Paul bachman to update.
88873008 |  | TLRMU 24.240 VUC | 88867303 | PU2R3 | [5 empty] | request sent to Paul bachman to update.
88873103 |  | TARU 24/48 VUC | 88867303 | PU2R3 (en fonction A) | [5 empty] | request sent to Paul bachman to update.
88873105 |  | TARU 24 VUC / 110 VAC | 88867415 | PA2R1 | [5 empty] | request sent to Paul bachman to update.
88873107 |  | TARU 24 VUC / 220.240 VAC | 88867415 | PA2R1 | [5 empty] | request sent to Paul bachman to update.
88873175 |  | TAXR2U 24 VUC / 110 VAC | 88867415 | PA2R1 | [5 empty] | request sent to Paul bachman to update.
88873177 |  | TAXR2U 24 VUC / 220.240 VAC | 88867415 | PA2R1 | [5 empty] | request sent to Paul bachman to update.
88873307 |  | TCRU 24 VUC / 220.240 VAC | 88867435 | PC2R1 | [5 empty] | request sent to Paul bachman to update.
88873375 |  | TCXR2U 24 VUC / 110 VAC | 88867435 | PC2R1 | [5 empty] | request sent to Paul bachman to update.
88873377 |  | TCXR2U 24 VUC / 220.240 VAC | 88867435 | PC2R1 | [5 empty] | request sent to Paul bachman to update.
88873503 |  | TDRU 24/48 VUC | 88867455 | PL2R1(sauf 48Vdc) | [5 empty] | request sent to Paul bachman to update.
88873505 |  | TDRU/110 24 VUC / 110 VAC | 88867455 | PL2R1 | [5 empty] | request sent to Paul bachman to update.
88873507 |  | TDRU/220 24 VUC / 220.240 VAC | 88867455 | PL2R1 | [5 empty] | request sent to Paul bachman to update.
88873603 |  | TDRIU/48 24/48 VUC | 88867455 | PL2R1(sauf 48Vdc) | [5 empty] | request sent to Paul bachman to update.
88873605 |  | TDRIU/110 24 VUC / 110 VAC | 88867455 | PL2R1 | [5 empty] | request sent to Paul bachman to update.
88873607 |  | TDRIU/220 24 VUC / 220.240 VAC | 88867455 | PL2R1 | [5 empty] | request sent to Paul bachman to update.
88875001 |  | GARU 12DC 11b 1RT | 88886016 | TMR48U (en fonction A) | [5 empty] | request sent to Paul bachman to update.
88875003 |  | GARU 48/24 11b 1RT | 88886016 | TMR48U (en fonction A) | [5 empty] | request sent to Paul bachman to update.
88875006 |  | GARU 110/24 11b 1RT | 88886016 | TMR48U (en fonction A) | [5 empty] | request sent to Paul bachman to update.
88875008 |  | GARU 220/24 11b 1RT | 88886016 | TMR48U (en fonction A) | [5 empty] | request sent to Paul bachman to update.
88875401 |  | GLRU 12DC | 88886016 | TMR48U | [5 empty] | request sent to Paul bachman to update.
88875403 |  | GLRU 48/24 | 88886016 | TMR48U | [5 empty] | request sent to Paul bachman to update.
88875406 |  | GLRU 110/24 | 88886016 | TMR48U | [5 empty] | request sent to Paul bachman to update.
88875408 |  | GLRU 220/24 | 88886016 | TMR48U | [5 empty] | request sent to Paul bachman to update.
88875481 |  | MLR 12D U | 88886016 | TMR48U (11 broches) | [5 empty] | request sent to Paul bachman to update.
88875483 |  | MLR 48/24 U | 88886016 | TMR48U (11 broches) | [5 empty] | request sent to Paul bachman to update.
88875486 |  | MLR 110A/24 U | 88886016 | TMR48U (11 broches) | [5 empty] | request sent to Paul bachman to update.
88875488 |  | MLR 220A/24 U | 88886016 | TMR48U (11 broches) | [5 empty] | request sent to Paul bachman to update.
88875810 |  | MLR 220A/24U NHP | 88886016 | TMR48U (11 broches) | [5 empty] | request sent to Paul bachman to update.
88875812 |  | TOP48SP1 12VDC GLRU | 88886016 | TMR48U | [5 empty] | request sent to Paul bachman to update.
88875814 |  | TOP48 SP1 24/110A | 88886016 | TMR48U | [5 empty] | request sent to Paul bachman to update.
88875906 |  | GLR 2 110A/24 U | 88886016 | TMR48U | [5 empty] | request sent to Paul bachman to update.
88875908 |  | GLR 2 220A/24 U | 88886016 | TMR48U | [5 empty] | request sent to Paul bachman to update.
88875911 |  | GLR 2 12D U USA | 88886016 | TMR48U | [5 empty] | request sent to Paul bachman to update.
88875916 |  | GLR 2 110A/24 U USA | 88886016 | TMR48U | [5 empty] | request sent to Paul bachman to update.
88875918 |  | GLR 2 220A/24 U USA | 88886016 | TMR48U | [5 empty] | request sent to Paul bachman to update.
88875928 |  | GLR 2 SP 9116 220A/24U | 88886016 | TMR48U | [5 empty] | request sent to Paul bachman to update.
88875945 |  | GLR2 110AU E42AF1124120 | 88886016 | TMR48U | [5 empty] | request sent to Paul bachman to update.
88886005 |  | TOP48C1 110/24 11b 2 tempo. ABCH At Ht | 88886016 | TMR48U | [5 empty] | request sent to Paul bachman to update.
88886006 |  | TOP48C1 220/24 11b 2 tempo. ABCH At Ht | 88886016 | TMR48U | [5 empty] | request sent to Paul bachman to update.
88875081 |  | MAR 12D U | 88886106 | TMR48A (attention +/- inversé) | [5 empty] | request sent to Paul bachman to update.
88875083 |  | MAR 48/24 U | 88886106 | TMR48A (attention +/- inversé) | [5 empty] | request sent to Paul bachman to update.
88875086 |  | MAR 110A/24 U | 88886106 | TMR48A (attention +/- inversé) | [5 empty] | request sent to Paul bachman to update.
88875088 |  | MAR 220A/24 U | 88886106 | TMR48A (attention +/- inversé) | [5 empty] | request sent to Paul bachman to update.
88875809 |  | MAR 220A/24 U NHP | 88886106 | TMR48A | [5 empty] | request sent to Paul bachman to update.
88888111 |  | "A" TOP36 | 88886106 | TMR48A (format 48x48) | [5 empty] | request sent to Paul bachman to update.
88888115 |  | "A" TOP36 | 88886106 | TMR48A (format 48x48) | [5 empty] | request sent to Paul bachman to update.
88888117 |  | "A" TOP36 | 88886106 | TMR48A (format 48x48) | [5 empty] | request sent to Paul bachman to update.
88888131 |  | "A" TOP36 | 88886106 | TMR48A (format 48x48) | [5 empty] | request sent to Paul bachman to update.
88888135 |  | "A" TOP36 | 88886106 | TMR48A (format 48x48) | [5 empty] | request sent to Paul bachman to update.
88888137 |  | "A" TOP36 | 88886106 | TMR48A (format 48x48) | [5 empty] | request sent to Paul bachman to update.
88888151 |  | "A" TOP36 | 88886106 | TMR48A (format 48x48) | [5 empty] | request sent to Paul bachman to update.
88888155 |  | "A" TOP36 | 88886106 | TMR48A (format 48x48) | [5 empty] | request sent to Paul bachman to update.
88888157 |  | "A" TOP36 | 88886106 | TMR48A (format 48x48) | [5 empty] | request sent to Paul bachman to update.
88888171 |  | "A" TOP36 | 88886106 | TMR48A (format 48x48) | [5 empty] | request sent to Paul bachman to update.
88888175 |  | "A" TOP36 | 88886106 | TMR48A (format 48x48) | [5 empty] | request sent to Paul bachman to update.
88888177 |  | "A" TOP36 | 88886106 | TMR48A (format 48x48) | [5 empty] | request sent to Paul bachman to update.
89950000 |  | TOP48A1 fonction A 230Vac 10m | 88886106 | TMR48A | [5 empty] | request sent to Paul bachman to update.
89950001 |  | TOP48A1 fonction A 230Vac 30h | 88886106 | TMR48A | [5 empty] | request sent to Paul bachman to update.
89950005 |  | TOP48A1 fonction A 120Vac 10m | 88886106 | TMR48A | [5 empty] | request sent to Paul bachman to update.
89950006 |  | TOP48A1 fonction A 120Vac 30h | 88886106 | TMR48A | [5 empty] | request sent to Paul bachman to update.
89950010 |  | TOP48A1 fonction A 24Vac 10m | 88886106 | TMR48A | [5 empty] | request sent to Paul bachman to update.
89950011 |  | TOP48A1 fonction A 24Vac 30h | 88886106 | TMR48A | [5 empty] | request sent to Paul bachman to update.
88875201 |  | GAXR2U 12DC 11b 1.3.4.tempo 11.9.8.inst. | 88886116 | TMR48X (8 broches) | [5 empty] | request sent to Paul bachman to update.
88875203 |  | GAXR2U 48/24 11b 1.3.4.tempo 11.9.8.inst. | 88886116 | TMR48X (8 broches) | [5 empty] | request sent to Paul bachman to update.
88875206 |  | GAXR2U 110/24 11b 1.3.4.tempo 11.9.8.inst. | 88886116 | TMR48X (8 broches) | [5 empty] | request sent to Paul bachman to update.
88875208 |  | GAXR2U 220/24 11b 1.3.4.tempo 11.9.8.inst. | 88886116 | TMR48X (8 broches) | [5 empty] | request sent to Paul bachman to update.
88875228 |  | GAXR2 220/2.5s 11b 1.3.4.tempo 11.9.8.inst. | 88886116 | TMR48X (8 broches) | [5 empty] | request sent to Paul bachman to update.
88875281 |  | MAXR2 12DU | 88886116 | TMR48X (attention +/- inversé) | [5 empty] | request sent to Paul bachman to update.
88875282 |  | MAXR 2 24 U | 88886116 | TMR48X | [5 empty] | request sent to Paul bachman to update.
88875284 |  | MAXR 2 48 U | 88886116 | TMR48X | [5 empty] | request sent to Paul bachman to update.
88875285 |  | MAXR 2 110A U | 88886116 | TMR48X | [5 empty] | request sent to Paul bachman to update.
88875287 |  | MAXR 2 220A U | 88886116 | TMR48X | [5 empty] | request sent to Paul bachman to update.
88875291 |  | MAXR 2 12D U USA | 88886116 | TMR48X (attention +/- inversé) | [5 empty] | request sent to Paul bachman to update.
88875292 |  | MAXR 2 24 U USA | 88886116 | TMR48X | [5 empty] | request sent to Paul bachman to update.
88875295 |  | MAXR 2 110A U USA | 88886116 | TMR48X | [5 empty] | request sent to Paul bachman to update.
88875297 |  | MAXR 2 220A U USA | 88886116 | TMR48X | [5 empty] | request sent to Paul bachman to update.
88875807 |  | MAXR 2 220A U NHP | 88886116 | TMR48X | [5 empty] | request sent to Paul bachman to update.
88886100 |  | TOP48C2 24UC mono A 8b 1.3.4.inst 8.5.6. Tempo | 88886116 | TMR48X | [5 empty] | request sent to Paul bachman to update.
88886102 |  | TOP48C2 110AC mono A 8b 1.3.4.inst 8.5.6. Tempo | 88886116 | TMR48X | [5 empty] | request sent to Paul bachman to update.
88886104 |  | TOP48C2 220AC mono A 8b 1.3.4.inst 8.5.6. Tempo | 88886116 | TMR48X | [5 empty] | request sent to Paul bachman to update.
89950100 |  | TOP48A2 fonction A 240Vac 10m | 88886116 | TMR48X (en fonction A1) | [5 empty] | request sent to Paul bachman to update.
89950101 |  | TOP48A2 fonction A 240Vac 30h | 88886116 | TMR48X (en fonction A1) | [5 empty] | request sent to Paul bachman to update.
89950105 |  | TOP48A2 fonction A 230Vac 10m | 88886116 | TMR48X (en fonction A1) | [5 empty] | request sent to Paul bachman to update.
89950106 |  | TOP48A2 fonction A 230Vac 30h | 88886116 | TMR48X (en fonction A1) | [5 empty] | request sent to Paul bachman to update.
89950110 |  | TOP48A2 fonction A 120Vac 10m | 88886116 | TMR48X (en fonction A1) | [5 empty] | request sent to Paul bachman to update.
89950111 |  | TOP48A2 fonction A 120Vac 30h | 88886116 | TMR48X (en fonction A1) | [5 empty] | request sent to Paul bachman to update.
89950115 |  | TOP48A2 fonction A 24Vac 10m | 88886116 | TMR48X (en fonction A1) | [5 empty] | request sent to Paul bachman to update.
89950116 |  | TOP48A2 fonction A 24Vac 30h | 88886116 | TMR48X (en fonction A1) | [5 empty] | request sent to Paul bachman to update.
88861210 | X | M fonction G doseur cyclique 160s 24 Vac/dc | 88886516 | TMR48L (fonction G/Gi)
88861211 | X | M fonction G doseur cyclique 160s 48V ac/dc | 88886516 | TMR48L (fonction G/Gi)
88861212 | X | M fonction G doseur cyclique 160s 110V ac | 88886516 | TMR48L (fonction G/Gi)
88861214 | X | M fonction G doseur cyclique 160s 220V ac | 88886516 | TMR48L (fonction G/Gi)
88861230 | X | M fonction G doseur cyclique 640m 24 Vac/dc | 88886516 | TMR48L (fonction G/Gi)
88861231 | X | M fonction G doseur cyclique 640m 48V ac/dc | 88886516 | TMR48L (fonction G/Gi)
88861232 | X | M fonction G doseur cyclique 640m 110V ac | 88886516 | TMR48L (fonction G/Gi)
88861234 | X | M fonction G doseur cyclique 640m 220V ac | 88886516 | TMR48L (fonction G/Gi)
88875601 |  | GDRU 12DC | 88886516 | TMR48L (attention +/- inversé) | [5 empty] | request sent to Paul bachman to update.
88875603 |  | GDRU 48/24 | 88886516 | TMR48L | [5 empty] | request sent to Paul bachman to update.
88875606 |  | GDRU 110/24 | 88886516 | TMR48L | [5 empty] | request sent to Paul bachman to update.
88875608 |  | GDRU | 88886516 | TMR48L | [5 empty] | request sent to Paul bachman to update.
88875808 |  | GDR 2 220-240A/24 U | 88886516 | TMR48L | [5 empty] | request sent to Paul bachman to update.
88875811 |  | GDR 2 12D USA | 88886516 | TMR48L | [5 empty] | request sent to Paul bachman to update.
88875816 |  | GDR 2 110A/24 U USA | 88886516 | TMR48L | [5 empty] | request sent to Paul bachman to update.
88875888 |  | MDR 2 220-240A U | 88886516 | TMR48L (11 broches) | [5 empty] | request sent to Paul bachman to update.
88875891 |  | MDR 2 12D U USA | 88886516 | TMR48L (11 broches) | [5 empty] | request sent to Paul bachman to update.
88875892 |  | MDR 2 24 U USA | 88886516 | TMR48L (11 broches) | [5 empty] | request sent to Paul bachman to update.
88875895 |  | MDR 2 110A U USA | 88886516 | TMR48L (11 broches) | [5 empty] | request sent to Paul bachman to update.
88875897 |  | MDR 2 220A U USA | 88886516 | TMR48L (11 broches) | [5 empty] | request sent to Paul bachman to update.
88886505 |  | TOP48L 110/24 11b | 88886516 | TMR48L | [5 empty] | request sent to Paul bachman to update.
88886506 |  | TOP48L 220/24 11b | 88886516 | TMR48L | [5 empty] | request sent to Paul bachman to update.
88886507 |  | TOP48L 48/24 11b | 88886516 | TMR48L | [5 empty] | request sent to Paul bachman to update.
88886509 |  | TOP48L 12DC 11b | 88886516 | TMR48L | [5 empty] | request sent to Paul bachman to update.
88895101 |  | RTMA2 12VDC | 88895201 | RTMA2 | [5 empty] | request sent to Paul bachman to update.
88895102 |  | RTMA2 24VDC | 88895202 | RTMA2 | [5 empty] | request sent to Paul bachman to update.
88895103 |  | RTMA2 24VAC | 88895203 | RTMA2 | [5 empty] | request sent to Paul bachman to update.
88895113 |  | RAM 2 24VAC 0.05 A 1S | 88895203 | RTMA2 | [5 empty] | request sent to Paul bachman to update.
88895106 |  | RTMA2 100.127 VAC | 88895206 | RTMA2 | [5 empty] | request sent to Paul bachman to update.
88895116 |  | RAM 2 110,127 VAC 0,05A1S | 88895206 | RTMA2 | [5 empty] | request sent to Paul bachman to update.
88895136 |  | RAM 2 110,127 VAC 0,5A10S | 88895206 | RTMA2 | [5 empty] | request sent to Paul bachman to update.
88895146 |  | RAM 2 110,127 VAC 1,5A30S | 88895206 | RTMA2 | [5 empty] | request sent to Paul bachman to update.
88895176 |  | RAM 2 110,127VAC 0.5A10M | 88895206 | RTMA2 | [5 empty] | request sent to Paul bachman to update.
88895107 |  | RTMA2 230.240 VAC | 88895207 | RTMA2 | [5 empty] | request sent to Paul bachman to update.
88895177 |  | RAM 2 220,240 VAC 0,5A10M | 88895207 | RTMA2 | [5 empty] | request sent to Paul bachman to update.
88879601 |  | RAR4 12VCC | 88896201 | RTMA4 | [5 empty] | request sent to Paul bachman to update.
88896101 |  | RTMA4 12VDC | 88896201 | RTMA4 | [5 empty] | request sent to Paul bachman to update.
88879602 |  | RAR4 24VCC | 88896202 | RTMA4 | [5 empty] | request sent to Paul bachman to update.
88896102 |  | RTMA4 24VDC | 88896202 | RTMA4 | [5 empty] | request sent to Paul bachman to update.
88879603 |  | RAR4 24VCA | 88896203 | RTMA4 | [5 empty] | request sent to Paul bachman to update.
88896103 |  | RTMA4 24VAC | 88896203 | RTMA4 | [5 empty] | request sent to Paul bachman to update.
88896106 |  | RTMA4 100.127 VAC | 88896206 | RTMA4 | [5 empty] | request sent to Paul bachman to update.
88879607 |  | RAR4 220VCA | 88896207 | RTMA4 | [5 empty] | request sent to Paul bachman to update.
88896107 |  | RTMA4 230.240 VAC | 88896207 | RTMA4 | [5 empty] | request sent to Paul bachman to update.
88901102 |  | MBA 24 VDC 0.05" A 1" | 88901302 | MBA | [5 empty] | request sent to Paul bachman to update.
88901108 |  | MBA 110 A 240 VAC /DC 0.05" A 1" | 88901308 | MBA | [5 empty] | request sent to Paul bachman to update.
88901122 |  | MBA 24 VDC 0.5" A 10" | 88901322 | MBA | [5 empty] | request sent to Paul bachman to update.
88901142 |  | MBA 24 VDC 3" A 60" | 88901342 | MBA | [5 empty] | request sent to Paul bachman to update.
88901148 |  | MBA 110 A 240 VAC /DC 3" A 60" | 88901348 | MBA | [5 empty] | request sent to Paul bachman to update.
88901172 |  | MBA 24 VDC 0.5' A 10' | 88901372 | MBA | [5 empty] | request sent to Paul bachman to update.
88901178 |  | MBA 110 A 240 VAC /DC 0.5' A 10' | 88901378 | MBA | [5 empty] | request sent to Paul bachman to update.
88901192 |  | MBA 24 VDC 3' A 60' | 88901392 | MBA | [5 empty] | request sent to Paul bachman to update.
88901198 |  | MBA 110 A 240 VAC /DC 3' A 60' | 88901398 | MBA | [5 empty] | request sent to Paul bachman to update.
88901128 |  | MBA 110 A 240 VAC /DC 0.5" A 10" | 88921328 | MBA | [5 empty] | request sent to Paul bachman to update.
89420547 |  | MCTR J, 0.+250 °C | 89420047 | CT48A | [5 empty] | remplacé par qui aujourd'hui sont CT48A en élagage
89420567 |  | MCTR J, 0.+450 °C | 89420067 | CT48A | [5 empty] | remplacé par qui aujourd'hui sont CT48A en élagage
89420577 |  | MCTR K, 0.+800 °C | 89420077 | CT48A | [5 empty] | remplacé par qui aujourd'hui sont CT48A en élagage
89420587 |  | MCTR K, 0.+1200 °C | 89420087 | CT48A | [5 empty] | remplacé par qui aujourd'hui sont CT48A en élagage
89420597 |  | MCTR J, 0.+600 °C | 89420097 | CT48A | [5 empty] | remplacé par qui aujourd'hui sont CT48A en élagage
89420707 |  | MCTR PT100, -50.+30 °C | 89420207 | CT48A | [5 empty] | remplacé par qui aujourd'hui sont CT48A en élagage
89420717 |  | MCTR PT100,0.+40°C | 89420217 | CT48A | [5 empty] | remplacé par qui aujourd'hui sont CT48A en élagage
89420727 |  | MCTR PT100, 0.+120 °C | 89420227 | CT48A | [5 empty] | remplacé par qui aujourd'hui sont CT48A en élagage
89420737 |  | MCTR PT100, 0.+200 °C | 89420237 | CT48A | [5 empty] | remplacé par qui aujourd'hui sont CT48A en élagage
89420757 |  | MCTR PT100, 0.+400 °C | 89420257 | CT48A | [5 empty] | remplacé par qui aujourd'hui sont CT48A en élagage
99761710 | X | CH48G compt horaire électromécanique 18à26Vac 50Hz | 99772710 | CHIM48 compt horaire électromécanique 18à26Vac 50Hz
99761711 | X | CH48G compt horaire électromécanique 36à48Vac 50Hz | 99772711 | CHIM48 compt horaire électromécanique 36à48Vac 50Hz
99761712 | X | CH48G compt horaire électromécanique 110à127Vac 50Hz | 99772712 | CHIM48 compt horaire électromécanique 110à127Vac 50Hz
99761714 | X | CH48G compt horaire électromécanique 220à240Vac 50Hz | 99772714 | CHIM48 compt horaire électromécanique 220à240Vac 50Hz
99761715 | X | CH48G compt horaire électromécanique 110à127Vac 60Hz | 99772715 | CHIM48 compt horaire électromécanique 110à127Vac 60Hz
99761716 | X | CH48G compt horaire électromécanique 220à240Vac 60Hz | 99772716 | CHIM48 compt horaire électromécanique 220à240Vac 60Hz
99761718 | X | CH48G compt horaire électromécanique 24à30Vac 60Hz | 99772718 | CHIM48 compt horaire électromécanique 24à30Vac 60Hz
99762601 | X | 4 DEC. SANS RAZ 220VAC | 99776601 | 4 DECADES SANS RAZ
99766601 | X | 36*37 SANS RAZ 230VAC | 99776601 | CIM 36*37 SANS RAZ 230VAC
99762602 | X | 4 DEC. SANS RAZ 110.127VAC | 99776602 | 4 DECADES SANS RAZ
99766602 | X | 36*37 SANS RAZ 115VAC | 99776602 | CIM 36*37 SANS RAZ 115VAC
99762604 | X | 4 DEC. SANS RAZ 24VAC | 99776604 | 4 DECADES SANS RAZ
99766604 | X | 36*37 SANS RAZ 24VAC | 99776604 | CIM 36*37 SANS RAZ 24VAC
99762605 | X | 4 DEC. SANS RAZ 110VAC | 99776605 | 4 DECADES SANS RAZ
99766605 | X | 36*37 SANS RAZ 110VDC | 99776605 | CIM 36*37 SANS RAZ 110VDC
99762607 | X | 4 DEC. SANS RAZ 24VDC | 99776607 | 4 DECADES SANS RAZ
99766607 | X | 36*37 SANS RAZ 24VDC | 99776607 | CIM 36*37 SANS RAZ 24VDC
99762610 | X | 4 DEC. AVEC RAZ 220VAC | 99776610 | 4 DECADES AVEC RAZ
99766610 | X | 36*37 AVEC RAZ 230VAC | 99776610 | CIM 36*37 AVEC RAZ 230VAC
99762611 | X | 4 DEC. AVEC RAZ 127VAC | 99776611 | 4 DECADES AVEC RAZ
99766611 | X | 36*37 AVEC RAZ 115VAC | 99776611 | CIM 36*37 AVEC RAZ 115VAC
99762613 | X | 4 DEC. AVEC RAZ 24VAC | 99776613 | 4 DECADES AVEC RAZ
99766613 | X | 36*37 AVEC RAZ 24VAC | 99776613 | CIM 36*37 AVEC RAZ 24VAC
99762616 | X | 4 DEC. AVEC RAZ 24VDC | 99776616 | 4 DECADES AVEC RAZ
99766616 | X | 36*37 AVEC RAZ 24VDC | 99776616 | CIM 36*37 AVEC RAZ 24VDC
99762701 | X | 6 DEC. 220VAC SANS RAZ | 99776701 | 6 DECADES SANS RAZ
99766701 | X | 36*48 SANS RAZ 230VAC | 99776701 | CIM 36*48 SANS RAZ 230VAC
99762702 | X | 6 DEC. 127VAC SANS RAZ | 99776702 | 6 DECADES SANS RAZ
99766702 | X | 36*48 SANS RAZ 115VAC | 99776702 | CIM 36*48 SANS RAZ 115VAC
99762704 | X | 6 DEC. 24VAC SANS RAZ | 99776704 | 6 DECADES SANS RAZ
99766704 | X | 36*48 SANS RAZ 24VAC | 99776704 | CIM 36*48 SANS RAZ 24VAC
99766705 | X | 36*48 SANS RAZ 110VDC | 99776705 | CIM 36*48 SANS RAZ 110VDC
99762707 | X | 6 DEC. 24VDC SANS RAZ | 99776707 | 6 DECADES SANS RAZ
99766707 | X | 36*48 SANS RAZ 24VDC | 99776707 | CIM 36*48 SANS RAZ 24VDC
99762710 | X | 6 DEC. 220VAC RAZ | 99776710 | 6 DECADES AVEC RAZ
99766710 | X | 36*48 AVEC RAZ 230VAC | 99776710 | CIM 36*48 AVEC RAZ 230VAC
99762711 | X | 6 DEC. 110.127VAC RAZ | 99776711 | 6 DECADES AVEC RAZ
99766711 | X | 36*48 AVEC RAZ 115VAC | 99776711 | CIM 36*48 AVEC RAZ 115VAC
99762713 | X | 6 DEC. 24VAC RAZ | 99776713 | 6 DECADES AVEC RAZ
99766713 | X | 36*48 AVEC RAZ 24VAC | 99776713 | CIM 36*48 AVEC RAZ 24VAC
99762716 | X | 6 DEC. 24VDC RAZ | 99776716 | 6 DECADES AVEC RAZ
99766716 | X | 36*48 AVEC RAZ 24VDC | 99776716 | CIM 36*48 AVEC RAZ 24VDC
99766736 | X | 36*48 SANS RAZ 48VDC | 99776736 | CIM 36*48 SANS RAZ 48VDC
99762901 | X | 5 DEC. 220VAC SANS RAZ | 99776901 | 5 DECADES SANS RAZ
99766901 | X | 24*48 SANS RAZ 230VAC | 99776901 | CIM 24*48 SANS RAZ 230VAC
99762902 | X | 5 DEC. 110.127VAC SANS RAZ | 99776902 | 5 DECADES SANS RAZ
99766902 | X | 24*48 SANS RAZ 115VAC | 99776902 | CIM 24*48 SANS RAZ 115VAC
99762904 | X | 5 DEC. 24VAC SANS RAZ | 99776904 | 5 DECADES SANS RAZ
99766904 | X | 24*48 SANS RAZ 24VAC | 99776904 | CIM 24*48 SANS RAZ 36VAC
99766905 | X | 24*48 SANS RAZ 110VDC | 99776905 | CIM 24*48 SANS RAZ 110VDC
99762907 | X | 5 DEC. 24VDC SANS RAZ | 99776907 | 5 DECADES SANS RAZ
99766907 | X | 24*48 SANS RAZ 24VDC | 99776907 | CIM 24*48 SANS RAZ 36VDC
99762921 | X | 5 DEC. 220VAC RAZ | 99776921 | 5 DECADES AVEC RAZ
99766921 | X | 24*48 AVEC RAZ 230VAC | 99776921 | CIM 24*48 AVEC RAZ 230VAC
99762922 | X | 5 DEC. 110.127VAC RAZ | 99776922 | 5 DECADES AVEC RAZ
99766922 | X | 24*48 AVEC RAZ 115VAC | 99776922 | CIM 24*48 AVEC RAZ 115VAC
99762924 | X | 5 DEC. 24VAC RAZ | 99776924 | 5 DECADES AVEC RAZ
99766924 | X | 24*48 AVEC RAZ 24VAC | 99776924 | CIM 24*48 AVEC RAZ 36VAC
99762927 | X | 5 DEC. 24VDC RAZ | 99776927 | 5 DECADES AVEC RAZ
99766927 | X | 24*48 AVEC RAZ 24VDC | 99776927 | CIM 24*48 AVEC RAZ 36VDC
88645 |  | CAMES REGLAB BOUTON=BE | No replacement | Please contact our technical support | [5 empty] | request sent to Paul bachman to update.
88646 |  | CAMES REGLAB BOUTON=BE | No replacement | Please contact our technical support | [5 empty] | request sent to Paul bachman to update.
18373112 |  | GRAISSE THERMIQUE | No replacement | Please contact our technical support |  |  |  |  | Check with CRYDOM.Tel:0810 123 963.Fax:0810 057 605 | request sent to Paul bachman to update.
26532122 |  | DISSIPATEUR 0,5°C/W | No replacement | Please contact our technical support |  |  |  |  | Check with CRYDOM.Tel:0810 123 963.Fax:0810 057 605 | request sent to Paul bachman to update.
26532124 |  | DISSIPATEUR 0,8°C/W | No replacement | Please contact our technical support |  |  |  |  | Check with CRYDOM.Tel:0810 123 963.Fax:0810 057 605 | request sent to Paul bachman to update.
26532125 |  | JOINTS THERMIQUES ADHESIFS 12 PIECES | No replacement | Please contact our technical support |  |  |  |  | Check with CRYDOM.Tel:0810 123 963.Fax:0810 057 605 | request sent to Paul bachman to update.
26532126 |  | CARTOUCHE DE GRAISSE THERMIQUE 380GR | No replacement | Please contact our technical support |  |  |  |  | Check with CRYDOM.Tel:0810 123 963.Fax:0810 057 605 | request sent to Paul bachman to update.
26532704 |  | Clip ressort RTM | No replacement | Please contact our technical support | [5 empty] | request sent to Paul bachman to update.
26532708 |  | SOCKET 4 POLES RTM | No replacement | Please contact our technical support | [5 empty] | request sent to Paul bachman to update.
26532720 |  | JOINT THERMIQUE MONO ( lot de25P) | No replacement | Please contact our technical support |  |  |  |  | Check with CRYDOM.Tel:0810 123 963.Fax:0810 057 605 | request sent to Paul bachman to update.
26532721 |  | JOINT THERMIQUE TRI (lot de25P) | No replacement | Please contact our technical support |  |  |  |  | Check with CRYDOM.Tel:0810 123 963.Fax:0810 057 605 | request sent to Paul bachman to update.
26532730 |  | FUSIBLES GMS 3A & C4 (LOT 10P) | No replacement | Please contact our technical support |  |  |  |  | Check with CRYDOM.Tel:0810 123 963.Fax:0810 057 605 | request sent to Paul bachman to update.
26532731 |  | FUSIBLES GMS 5A (LOT 10P) | No replacement | Please contact our technical support |  |  |  |  | Check with CRYDOM.Tel:0810 123 963.Fax:0810 057 605 | request sent to Paul bachman to update.
26532732 |  | FUSIBLES CARTE PB (10P) | No replacement | Please contact our technical support |  |  |  |  | Check with CRYDOM.Tel:0810 123 963.Fax:0810 057 605 | request sent to Paul bachman to update.
26532733 |  | FUSIBLES ALIM PB (LOT 10P) | No replacement | Please contact our technical support |  |  |  |  | Check with CRYDOM.Tel:0810 123 963.Fax:0810 057 605 | request sent to Paul bachman to update.
26532740 |  | GMOV 275V (LOT 10P) | No replacement | Please contact our technical support |  |  |  |  | Check with CRYDOM.Tel:0810 123 963.Fax:0810 057 605 | request sent to Paul bachman to update.
26532741 |  | GMOV 420V (LOT 10P) | No replacement | Please contact our technical support |  |  |  |  | Check with CRYDOM.Tel:0810 123 963.Fax:0810 057 605 | request sent to Paul bachman to update.
26532742 |  | MODULE GMOV POUR GA0 | No replacement | Please contact our technical support |  |  |  |  | Check with CRYDOM.Tel:0810 123 963.Fax:0810 057 605 | request sent to Paul bachman to update.
26532758 |  | DISSIPATEUR 2°C/W | No replacement | Please contact our technical support |  |  |  |  | Check with CRYDOM.Tel:0810 123 963.Fax:0810 057 605 | request sent to Paul bachman to update.
26532759 |  | DISSIPATEUR 1°C/W | No replacement | Please contact our technical support |  |  |  |  | Check with CRYDOM.Tel:0810 123 963.Fax:0810 057 605 | request sent to Paul bachman to update.
26532760 |  | DISSIPATEUR 2°C/W | No replacement | Please contact our technical support |  |  |  |  | Check with CRYDOM.Tel:0810 123 963.Fax:0810 057 605 | request sent to Paul bachman to update.
26532761 |  | DISSIPATEUR 3°C/W | No replacement | Please contact our technical support |  |  |  |  | Check with CRYDOM.Tel:0810 123 963.Fax:0810 057 605 | request sent to Paul bachman to update.
26532762 |  | DISSIPATEUR 0,7°C/W | No replacement | Please contact our technical support |  |  |  |  | Check with CRYDOM.Tel:0810 123 963.Fax:0810 057 605 | request sent to Paul bachman to update.
26532763 |  | DISSIPATEUR 1,5°C/W | No replacement | Please contact our technical support |  |  |  |  | Check with CRYDOM.Tel:0810 123 963.Fax:0810 057 605 | request sent to Paul bachman to update.
26532764 |  | ADAPTATEUR RAIL DIN | No replacement | Please contact our technical support |  |  |  |  | Check with CRYDOM.Tel:0810 123 963.Fax:0810 057 605 | request sent to Paul bachman to update.
26532765 |  | DISSIPATEUR 0,9°C/W | No replacement | Please contact our technical support |  |  |  |  | Check with CRYDOM.Tel:0810 123 963.Fax:0810 057 605
26532790 |  | DISSIPATEUR 0,6°C/W | No replacement | Please contact our technical support |  |  |  |  | Check with CRYDOM.Tel:0810 123 963.Fax:0810 057 605
26532796 |  | CAPOT GA3 | No replacement | Please contact our technical support |  |  |  |  | Check with CRYDOM.Tel:0810 123 963.Fax:0810 057 605
26532797 |  | CAPOT GA0 | No replacement | Please contact our technical support |  |  |  |  | Check with CRYDOM.Tel:0810 123 963.Fax:0810 057 605
26532798 |  | CAPOT G,GA5,GF,GT | No replacement | Please contact our technical support |  |  |  |  | Check with CRYDOM.Tel:0810 123 963.Fax:0810 057 605
26532801 |  | ADAPT. PANNEAU (lot de 4) | No replacement | Please contact our technical support |  |  |  |  | Check with CRYDOM.Tel:0810 123 963.Fax:0810 057 605
26546831 |  | Plaque adaptation diam 73mm | No replacement | Please contact our technical support
26852407 |  | I/O JS-8 | No replacement | Please contact our technical support |  |  |  |  | Check with CRYDOM.Tel:0810 123 963.Fax:0810 057 605
26852408 |  | I/O JS-2 | No replacement | Please contact our technical support |  |  |  |  | Check with CRYDOM.Tel:0810 123 963.Fax:0810 057 605
26852409 |  | I/O JM-8 | No replacement | Please contact our technical support |  |  |  |  | Check with CRYDOM.Tel:0810 123 963.Fax:0810 057 605
26852410 |  | I/O JM-2 | No replacement | Please contact our technical support |  |  |  |  | Check with CRYDOM.Tel:0810 123 963.Fax:0810 057 605
26852412 |  | I/O JQ-2 | No replacement | Please contact our technical support |  |  |  |  | Check with CRYDOM.Tel:0810 123 963.Fax:0810 057 605
26852413 |  | I/O JC4-8 | No replacement | Please contact our technical support |  |  |  |  | Check with CRYDOM.Tel:0810 123 963.Fax:0810 057 605
26852414 |  | I/O JQP-2 | No replacement | Please contact our technical support |  |  |  |  | Check with CRYDOM.Tel:0810 123 963.Fax:0810 057 605
26852430 |  | I/O PB4 C4 | No replacement | Please contact our technical support |  |  |  |  | Check with CRYDOM.Tel:0810 123 963.Fax:0810 057 605
26852431 |  | I/O PB8 C4 | No replacement | Please contact our technical support |  |  |  |  | Check with CRYDOM.Tel:0810 123 963.Fax:0810 057 605
26852432 |  | I/O PB16 C4 | No replacement | Please contact our technical support |  |  |  |  | Check with CRYDOM.Tel:0810 123 963.Fax:0810 057 605
26852433 |  | I/O PB16C4T | No replacement | Please contact our technical support |  |  |  |  | Check with CRYDOM.Tel:0810 123 963.Fax:0810 057 605
26852434 |  | I/O PB24C4 | No replacement | Please contact our technical support |  |  |  |  | Check with CRYDOM.Tel:0810 123 963.Fax:0810 057 605
26852435 |  | I/O PB32C4 | No replacement | Please contact our technical support |  |  |  |  | Check with CRYDOM.Tel:0810 123 963.Fax:0810 057 605
26852436 |  | I/O PB-4 | No replacement | Please contact our technical support |  |  |  |  | Check with CRYDOM.Tel:0810 123 963.Fax:0810 057 605
26852437 |  | I/O PB-4R | No replacement | Please contact our technical support |  |  |  |  | Check with CRYDOM.Tel:0810 123 963.Fax:0810 057 605
26852438 |  | I/O PB-4H | No replacement | Please contact our technical support |  |  |  |  | Check with CRYDOM.Tel:0810 123 963.Fax:0810 057 605
26852439 |  | I/O PB-8 | No replacement | Please contact our technical support |  |  |  |  | Check with CRYDOM.Tel:0810 123 963.Fax:0810 057 605
26852440 |  | I/O PB-8H | No replacement | Please contact our technical support |  |  |  |  | Check with CRYDOM.Tel:0810 123 963.Fax:0810 057 605
26852441 |  | I/O PB-8M | No replacement | Please contact our technical support |  |  |  |  | Check with CRYDOM.Tel:0810 123 963.Fax:0810 057 605
26852442 |  | I/O PB-8SM | No replacement | Please contact our technical support |  |  |  |  | Check with CRYDOM.Tel:0810 123 963.Fax:0810 057 605
26852443 |  | I/O PB-16 | No replacement | Please contact our technical support |  |  |  |  | Check with CRYDOM.Tel:0810 123 963.Fax:0810 057 605
26852444 |  | I/O PB-16H | No replacement | Please contact our technical support |  |  |  |  | Check with CRYDOM.Tel:0810 123 963.Fax:0810 057 605
26852445 |  | I/O PB-16S | No replacement | Please contact our technical support |  |  |  |  | Check with CRYDOM.Tel:0810 123 963.Fax:0810 057 605
26852446 |  | I/O PB-16T | No replacement | Please contact our technical support |  |  |  |  | Check with CRYDOM.Tel:0810 123 963.Fax:0810 057 605
26852447 |  | I/O PB-16M | No replacement | Please contact our technical support |  |  |  |  | Check with CRYDOM.Tel:0810 123 963.Fax:0810 057 605
26852448 |  | I/O PB-16Q | No replacement | Please contact our technical support |  |  |  |  | Check with CRYDOM.Tel:0810 123 963.Fax:0810 057 605
26852449 |  | I/O PB-16HQ | No replacement | Please contact our technical support |  |  |  |  | Check with CRYDOM.Tel:0810 123 963.Fax:0810 057 605
26852450 |  | I/O PB16-SM | No replacement | Please contact our technical support |  |  |  |  | Check with CRYDOM.Tel:0810 123 963.Fax:0810 057 605
26852451 |  | I/O PB-16SMH | No replacement | Please contact our technical support |  |  |  |  | Check with CRYDOM.Tel:0810 123 963.Fax:0810 057 605
26852453 |  | I/O PB-24 | No replacement | Please contact our technical support |  |  |  |  | Check with CRYDOM.Tel:0810 123 963.Fax:0810 057 605
26852454 |  | I/O PB-24M | No replacement | Please contact our technical support |  |  |  |  | Check with CRYDOM.Tel:0810 123 963.Fax:0810 057 605
26852455 |  | I/O PB-24Q | No replacement | Please contact our technical support |  |  |  |  | Check with CRYDOM.Tel:0810 123 963.Fax:0810 057 605
26852456 |  | I/O PB-24HQ | No replacement | Please contact our technical support |  |  |  |  | Check with CRYDOM.Tel:0810 123 963.Fax:0810 057 605
26852457 |  | I/O PB-24SM | No replacement | Please contact our technical support |  |  |  |  | Check with CRYDOM.Tel:0810 123 963.Fax:0810 057 605
26852458 |  | I/O PB-32M | No replacement | Please contact our technical support |  |  |  |  | Check with CRYDOM.Tel:0810 123 963.Fax:0810 057 605
26852459 |  | I/O PB-32D | No replacement | Please contact our technical support |  |  |  |  | Check with CRYDOM.Tel:0810 123 963.Fax:0810 057 605
26852460 |  | I/O PB-32Q | No replacement | Please contact our technical support |  |  |  |  | Check with CRYDOM.Tel:0810 123 963.Fax:0810 057 605
26852461 |  | I/O PB-32HQ | No replacement | Please contact our technical support |  |  |  |  | Check with CRYDOM.Tel:0810 123 963.Fax:0810 057 605
26852462 |  | I/O PB-32SM | No replacement | Please contact our technical support |  |  |  |  | Check with CRYDOM.Tel:0810 123 963.Fax:0810 057 605
26882591 |  | ADAPTER AS | No replacement | Please contact our technical support
61128501 |  | Carte 24 pistes (le mètre) | No replacement | Please contact our technical support
61128507 |  | carte 12 pistes (le mètre) | No replacement | Please contact our technical support
79221313 |  | moteur adapteur 12 pistes | No replacement | Please contact our technical support
79221314 |  | rouleau avex oreilles 12 pistes | No replacement | Please contact our technical support
79221320 |  | support rouleau | No replacement | Please contact our technical support
79221339 |  | oreilles | No replacement | Please contact our technical support
79221347 |  | levier | No replacement | Please contact our technical support
79221348 |  | levier B | No replacement | Please contact our technical support
79221358 |  | roue libre assemblée | No replacement | Please contact our technical support
79221363 |  | rouleau avex oreilles 24 pistes | No replacement | Please contact our technical support
79221374 |  | cache plastique | No replacement | Please contact our technical support
79221561 |  | moteur adapteur 24 pistes | No replacement | Please contact our technical support
79222640 |  | CAME A TAQUETS | No replacement | Please contact our technical support
79222641 |  | TAQUETS+20 INTERMEDIAIRES | No replacement | Please contact our technical support
79232464 |  | disque 60 points pour capteurs 84730501 | No replacement | Please contact our technical support
79232465 |  | disque 30 points pour capteurs 84730501 | No replacement | Please contact our technical support
79232468 |  | disque 25 points pour capteurs 84730501 | No replacement | Please contact our technical support
79232533 |  | disque 50 points pour capteurs 84730501 | No replacement | Please contact our technical support
79235034 |  | joint pour 87664/87665 | No replacement | Please contact our technical support
79237740 |  | module entrée tension pour CI24 / CH24 | No replacement | Please contact our technical support
79694005 |  | ADAPTATEUR A | No replacement | Please contact our technical support
79694012 |  | RM étrier pour boitier T | No replacement | Please contact our technical support
79694025 |  | ETRIER RM | No replacement | Please contact our technical support
79694026 |  | RL étrier pour boitier L | No replacement | Please contact our technical support
79694028 |  | L12 cadre façade pour boitier L | No replacement | Please contact our technical support
79695009 |  | module 10 000 entrée tension pour 10108 / 10108H | No replacement | Please contact our technical support
79695013 |  | protec. frontale pour 1000 PA/TA | No replacement | Please contact our technical support
79695014 |  | protection frontale pour 1000A | No replacement | Please contact our technical support
79695015 |  | 6000A | No replacement | Please contact our technical support
79695016 |  | 6000B | No replacement | Please contact our technical support
79695017 |  | 6000C | No replacement | Please contact our technical support
79695018 |  | 6001 | No replacement | Please contact our technical support
79695020 |  | 6011 | No replacement | Please contact our technical support
79695021 |  | 6012 | No replacement | Please contact our technical support
79695022 |  | 6013 | No replacement | Please contact our technical support
79695023 |  | 6021 | No replacement | Please contact our technical support
79695024 |  | 6022 | No replacement | Please contact our technical support
79695025 |  | 6023 | No replacement | Please contact our technical support
79695027 |  | 6032 | No replacement | Please contact our technical support
79695028 |  | 6102 | No replacement | Please contact our technical support
79695030 |  | 6101 | No replacement | Please contact our technical support
79695032 |  | protec. étanche pour 1000PA/PE | No replacement | Please contact our technical support
79697001 |  | COUP DE POING ARRET D'URGENCE | No replacement | Please contact our technical support
79697003 |  | COUP DE POING OUVERTURE | No replacement | Please contact our technical support
79697004 |  | COUP DE POING FERMETURE | No replacement | Please contact our technical support
79697005 |  | ETRIER DE MONTAGE | No replacement | Please contact our technical support
79697006 |  | ETIQUETTE METALLIQUE | No replacement | Please contact our technical support
79697008 |  | TETE POUSSER/TOURNER | No replacement | Please contact our technical support
79697009 |  | TETE POUSSER/TIRER | No replacement | Please contact our technical support
79697010 |  | TETE DE VEROUILLAGE A CLEF | No replacement | Please contact our technical support
79697101 |  | COUP DE POING IMPULSION | No replacement | Please contact our technical support
84025030 |  | GA8 5A 280VAC 3.24V A | No replacement | Please contact our technical support |  |  |  |  | Check with CRYDOM.Tel:0810 123 963.Fax:0810 057 605
84025040 |  | GA8 3A 480VAC 3.24V A | No replacement | Please contact our technical support |  |  |  |  | Check with CRYDOM.Tel:0810 123 963.Fax:0810 057 605
84028251 |  | GA3 10A 660VAC 3-32V A | No replacement | Please contact our technical support |  |  |  |  | Check with CRYDOM.Tel:0810 123 963.Fax:0810 057 605
84028451 |  | GA3 25A 660VAC 3-32VDC A | No replacement | Please contact our technical support |  |  |  |  | Check with CRYDOM.Tel:0810 123 963.Fax:0810 057 605
84028453 |  | GA3 25A 660VAC 90-280VAC A | No replacement | Please contact our technical support |  |  |  |  | Check with CRYDOM.Tel:0810 123 963.Fax:0810 057 605
84028459 |  | GA3 25A 660V 3-32V 0.7°C/W A | No replacement | Please contact our technical support |  |  |  |  | Check with CRYDOM.Tel:0810 123 963.Fax:0810 057 605
84028651 |  | GA3 45A 660VAC 3.32V A | No replacement | Please contact our technical support |  |  |  |  | Check with CRYDOM.Tel:0810 123 963.Fax:0810 057 605
84028653 |  | GA3 45A 660VAC 90.280VAC A | No replacement | Please contact our technical support |  |  |  |  | Check with CRYDOM.Tel:0810 123 963.Fax:0810 057 605
84060001 |  | SMART MODULE | No replacement | Please contact our technical support |  |  |  |  | Check with CRYDOM.Tel:0810 123 963.Fax:0810 057 605
84064131 |  | GA1 4A 280VAC 3-24V S | No replacement | Please contact our technical support |  |  |  |  | Check with CRYDOM.Tel:0810 123 963.Fax:0810 057 605
84065030 |  | GA8 5A 280VAC 3-24V S | No replacement | Please contact our technical support |  |  |  |  | Check with CRYDOM.Tel:0810 123 963.Fax:0810 057 605
84065031 |  | GA8 L.LEAKAGE | No replacement | Please contact our technical support |  |  |  |  | Check with CRYDOM.Tel:0810 123 963.Fax:0810 057 605
84065040 |  | GA8 3A 480VAC 3-24V S | No replacement | Please contact our technical support |  |  |  |  | Check with CRYDOM.Tel:0810 123 963.Fax:0810 057 605
84065131 |  | GA8 4A 280VAC 3-24V S | No replacement | Please contact our technical support |  |  |  |  | Check with CRYDOM.Tel:0810 123 963.Fax:0810 057 605
84067441 |  | GA0 INV 25A 480V 3-32V | No replacement | Please contact our technical support |  |  |  |  | Check with CRYDOM.Tel:0810 123 963.Fax:0810 057 605
84067449 |  | GA0 INV 25A 480V 3-32V 0.7°C/W | No replacement | Please contact our technical support |  |  |  |  | Check with CRYDOM.Tel:0810 123 963.Fax:0810 057 605
84068251 |  | GA3 10A 660V 4.32VDC S | No replacement | Please contact our technical support |  |  |  |  | Check with CRYDOM.Tel:0810 123 963.Fax:0810 057 605
84068409 |  | GA3 25A/660V 90-280V 0.7°C/W A | No replacement | Please contact our technical support |  |  |  |  | Check with CRYDOM.Tel:0810 123 963.Fax:0810 057 605
84068451 |  | GA3 25A 660V 4,32VDC S | No replacement | Please contact our technical support |  |  |  |  | Check with CRYDOM.Tel:0810 123 963.Fax:0810 057 605
84068453 |  | GA3 25A 660V 90,280VAC /DC S | No replacement | Please contact our technical support |  |  |  |  | Check with CRYDOM.Tel:0810 123 963.Fax:0810 057 605
84068459 |  | GA3 25A 660V 4,32VDC 0.7°C/W A | No replacement | Please contact our technical support |  |  |  |  | Check with CRYDOM.Tel:0810 123 963.Fax:0810 057 605
84068651 |  | GA3 45A 660V 4-32VDC S | No replacement | Please contact our technical support |  |  |  |  | Check with CRYDOM.Tel:0810 123 963.Fax:0810 057 605
84068653 |  | GA3 45A 660V 90-280VAC /DC S | No replacement | Please contact our technical support |  |  |  |  | Check with CRYDOM.Tel:0810 123 963.Fax:0810 057 605
84068659 |  | GA3 45A 660V 4-32VDC 0.7°C/W S | No replacement | Please contact our technical support |  |  |  |  | Check with CRYDOM.Tel:0810 123 963.Fax:0810 057 605
84110011 |  | I/O OAC5AH | No replacement | Please contact our technical support |  |  |  |  | Check with CRYDOM.Tel:0810 123 963.Fax:0810 057 605
84110110 |  | I/O IAC5 | No replacement | Please contact our technical support |  |  |  |  | Check with CRYDOM.Tel:0810 123 963.Fax:0810 057 605
84110111 |  | I/O IAC5A | No replacement | Please contact our technical support |  |  |  |  | Check with CRYDOM.Tel:0810 123 963.Fax:0810 057 605
84110112 |  | I/O IAC5E | No replacement | Please contact our technical support |  |  |  |  | Check with CRYDOM.Tel:0810 123 963.Fax:0810 057 605
84110130 |  | I/O IAC24 | No replacement | Please contact our technical support |  |  |  |  | Check with CRYDOM.Tel:0810 123 963.Fax:0810 057 605
84110131 |  | I/O IAC24A | No replacement | Please contact our technical support |  |  |  |  | Check with CRYDOM.Tel:0810 123 963.Fax:0810 057 605
84110210 |  | I/O IDC5 | No replacement | Please contact our technical support |  |  |  |  | Check with CRYDOM.Tel:0810 123 963.Fax:0810 057 605
84110212 |  | I/O IDC5N | No replacement | Please contact our technical support |  |  |  |  | Check with CRYDOM.Tel:0810 123 963.Fax:0810 057 605
84110230 |  | I/O IDC24 | No replacement | Please contact our technical support |  |  |  |  | Check with CRYDOM.Tel:0810 123 963.Fax:0810 057 605
84110232 |  | I/O IDC24N | No replacement | Please contact our technical support |  |  |  |  | Check with CRYDOM.Tel:0810 123 963.Fax:0810 057 605
84110310 |  | I/O OAC5 | No replacement | Please contact our technical support |  |  |  |  | Check with CRYDOM.Tel:0810 123 963.Fax:0810 057 605
84110311 |  | I/O OAC5A | No replacement | Please contact our technical support |  |  |  |  | Check with CRYDOM.Tel:0810 123 963.Fax:0810 057 605
84110330 |  | I/O OAC24 | No replacement | Please contact our technical support |  |  |  |  | Check with CRYDOM.Tel:0810 123 963.Fax:0810 057 605
84110331 |  | I/O OAC24A | No replacement | Please contact our technical support |  |  |  |  | Check with CRYDOM.Tel:0810 123 963.Fax:0810 057 605
84110410 |  | I/O ODC5 | No replacement | Please contact our technical support |  |  |  |  | Check with CRYDOM.Tel:0810 123 963.Fax:0810 057 605
84110430 |  | I/O ODC24 | No replacement | Please contact our technical support |  |  |  |  | Check with CRYDOM.Tel:0810 123 963.Fax:0810 057 605
84111011 |  | I/O MOAC5AH | No replacement | Please contact our technical support |  |  |  |  | Check with CRYDOM.Tel:0810 123 963.Fax:0810 057 605
84111110 |  | I/O MIAC5 | No replacement | Please contact our technical support |  |  |  |  | Check with CRYDOM.Tel:0810 123 963.Fax:0810 057 605
84111111 |  | I/O MIAC5A | No replacement | Please contact our technical support |  |  |  |  | Check with CRYDOM.Tel:0810 123 963.Fax:0810 057 605
84111112 |  | I/O MIAC5E | No replacement | Please contact our technical support |  |  |  |  | Check with CRYDOM.Tel:0810 123 963.Fax:0810 057 605
84111130 |  | I/O MIAC24 | No replacement | Please contact our technical support |  |  |  |  | Check with CRYDOM.Tel:0810 123 963.Fax:0810 057 605
84111131 |  | I/O MIAC24A | No replacement | Please contact our technical support |  |  |  |  | Check with CRYDOM.Tel:0810 123 963.Fax:0810 057 605
84111210 |  | I/O MIDC5 | No replacement | Please contact our technical support |  |  |  |  | Check with CRYDOM.Tel:0810 123 963.Fax:0810 057 605
84111212 |  | I/O MIDC5N | No replacement | Please contact our technical support |  |  |  |  | Check with CRYDOM.Tel:0810 123 963.Fax:0810 057 605
84111230 |  | I/O MIDC24 | No replacement | Please contact our technical support |  |  |  |  | Check with CRYDOM.Tel:0810 123 963.Fax:0810 057 605
84111310 |  | I/O MOAC5 | No replacement | Please contact our technical support |  |  |  |  | Check with CRYDOM.Tel:0810 123 963.Fax:0810 057 605
84111311 |  | I/O MOAC5A | No replacement | Please contact our technical support |  |  |  |  | Check with CRYDOM.Tel:0810 123 963.Fax:0810 057 605
84111312 |  | I/O MOAC5AR | No replacement | Please contact our technical support |  |  |  |  | Check with CRYDOM.Tel:0810 123 963.Fax:0810 057 605
84111330 |  | I/O MOAC24 | No replacement | Please contact our technical support |  |  |  |  | Check with CRYDOM.Tel:0810 123 963.Fax:0810 057 605
84111331 |  | I/O MOAC24A | No replacement | Please contact our technical support |  |  |  |  | Check with CRYDOM.Tel:0810 123 963.Fax:0810 057 605
84111410 |  | I/O MODC5 | No replacement | Please contact our technical support |  |  |  |  | Check with CRYDOM.Tel:0810 123 963.Fax:0810 057 605
84111430 |  | I/O MODC24 | No replacement | Please contact our technical support |  |  |  |  | Check with CRYDOM.Tel:0810 123 963.Fax:0810 057 605
84112110 |  | I/O IAC5Q | No replacement | Please contact our technical support |  |  |  |  | Check with CRYDOM.Tel:0810 123 963.Fax:0810 057 605
84112111 |  | I/O IAC5AQ | No replacement | Please contact our technical support |  |  |  |  | Check with CRYDOM.Tel:0810 123 963.Fax:0810 057 605
84112112 |  | I/O IAC5EQ | No replacement | Please contact our technical support |  |  |  |  | Check with CRYDOM.Tel:0810 123 963.Fax:0810 057 605
84112210 |  | I/O IDC5Q | No replacement | Please contact our technical support |  |  |  |  | Check with CRYDOM.Tel:0810 123 963.Fax:0810 057 605
84112214 |  | I/O IDC5BQ | No replacement | Please contact our technical support |  |  |  |  | Check with CRYDOM.Tel:0810 123 963.Fax:0810 057 605
84112310 |  | I/O OAC5Q | No replacement | Please contact our technical support |  |  |  |  | Check with CRYDOM.Tel:0810 123 963.Fax:0810 057 605
84112311 |  | I/O OAC5AQ | No replacement | Please contact our technical support |  |  |  |  | Check with CRYDOM.Tel:0810 123 963.Fax:0810 057 605
84112410 |  | I/O ODC5Q | No replacement | Please contact our technical support |  |  |  |  | Check with CRYDOM.Tel:0810 123 963.Fax:0810 057 605
84113011 |  | I/O SMOAC5AH | No replacement | Please contact our technical support |  |  |  |  | Check with CRYDOM.Tel:0810 123 963.Fax:0810 057 605
84113110 |  | I/O SMIAC5 | No replacement | Please contact our technical support |  |  |  |  | Check with CRYDOM.Tel:0810 123 963.Fax:0810 057 605
84113111 |  | I/O SMIAC5A | No replacement | Please contact our technical support |  |  |  |  | Check with CRYDOM.Tel:0810 123 963.Fax:0810 057 605
84113112 |  | I/O SMIAC5E | No replacement | Please contact our technical support |  |  |  |  | Check with CRYDOM.Tel:0810 123 963.Fax:0810 057 605
84113130 |  | I/O SMIAC24 | No replacement | Please contact our technical support |  |  |  |  | Check with CRYDOM.Tel:0810 123 963.Fax:0810 057 605
84113131 |  | I/O SMIAC24A | No replacement | Please contact our technical support |  |  |  |  | Check with CRYDOM.Tel:0810 123 963.Fax:0810 057 605
84113210 |  | I/O SMIDC5 | No replacement | Please contact our technical support |  |  |  |  | Check with CRYDOM.Tel:0810 123 963.Fax:0810 057 605
84113212 |  | I/O SMIDC5N | No replacement | Please contact our technical support |  |  |  |  | Check with CRYDOM.Tel:0810 123 963.Fax:0810 057 605
84113230 |  | I/O SMIDC24 | No replacement | Please contact our technical support |  |  |  |  | Check with CRYDOM.Tel:0810 123 963.Fax:0810 057 605
84113310 |  | I/O SMOAC5 | No replacement | Please contact our technical support |  |  |  |  | Check with CRYDOM.Tel:0810 123 963.Fax:0810 057 605
84113311 |  | I/O SMOAC5A | No replacement | Please contact our technical support |  |  |  |  | Check with CRYDOM.Tel:0810 123 963.Fax:0810 057 605
84113312 |  | I/O SMOAC5AR | No replacement | Please contact our technical support |  |  |  |  | Check with CRYDOM.Tel:0810 123 963.Fax:0810 057 605
84113330 |  | I/O SMOAC24 | No replacement | Please contact our technical support |  |  |  |  | Check with CRYDOM.Tel:0810 123 963.Fax:0810 057 605
84113331 |  | I/O SMOAC24A | No replacement | Please contact our technical support |  |  |  |  | Check with CRYDOM.Tel:0810 123 963.Fax:0810 057 605
84113410 |  | I/O SMODC5 | No replacement | Please contact our technical support |  |  |  |  | Check with CRYDOM.Tel:0810 123 963.Fax:0810 057 605
84113430 |  | I/O SMODC24 | No replacement | Please contact our technical support |  |  |  |  | Check with CRYDOM.Tel:0810 123 963.Fax:0810 057 605
84115501 |  | I/O INPUT MODULE AC 110V | No replacement | Please contact our technical support |  |  |  |  | Check with CRYDOM.Tel:0810 123 963.Fax:0810 057 605
84115502 |  | I/O INPUT MODULE AC 230V | No replacement | Please contact our technical support |  |  |  |  | Check with CRYDOM.Tel:0810 123 963.Fax:0810 057 605
84115503 |  | I/O INPUT MODULE DC 10/32V | No replacement | Please contact our technical support |  |  |  |  | Check with CRYDOM.Tel:0810 123 963.Fax:0810 057 605
84116110 |  | I/O C4 IAC 120V | No replacement | Please contact our technical support |  |  |  |  | Check with CRYDOM.Tel:0810 123 963.Fax:0810 057 605
84116111 |  | I/O C4 IACA 240V | No replacement | Please contact our technical support |  |  |  |  | Check with CRYDOM.Tel:0810 123 963.Fax:0810 057 605
84116210 |  | I/O C4 IDC 10/32V | No replacement | Please contact our technical support |  |  |  |  | Check with CRYDOM.Tel:0810 123 963.Fax:0810 057 605
84116211 |  | I/O C4 IDCB 4/16V | No replacement | Please contact our technical support |  |  |  |  | Check with CRYDOM.Tel:0810 123 963.Fax:0810 057 605
84116310 |  | I/O C4 OAC 120V | No replacement | Please contact our technical support |  |  |  |  | Check with CRYDOM.Tel:0810 123 963.Fax:0810 057 605
84116311 |  | I/O C4 OACA 240V | No replacement | Please contact our technical support |  |  |  |  | Check with CRYDOM.Tel:0810 123 963.Fax:0810 057 605
84116410 |  | I/O C4 ODC | No replacement | Please contact our technical support |  |  |  |  | Check with CRYDOM.Tel:0810 123 963.Fax:0810 057 605
84130100 |  | GRD 12A 280VAC 180-280VUC S | No replacement | Please contact our technical support |  |  |  |  | Check with CRYDOM.Tel:0810 123 963.Fax:0810 057 605
84130101 |  | GRD 12A 280VAC 4-32V S | No replacement | Please contact our technical support |  |  |  |  | Check with CRYDOM.Tel:0810 123 963.Fax:0810 057 605
84130102 |  | GRD 20A 280VAC 180-280VUC S | No replacement | Please contact our technical support |  |  |  |  | Check with CRYDOM.Tel:0810 123 963.Fax:0810 057 605
84130103 |  | GRD 20A 280VAC 4-32V S | No replacement | Please contact our technical support |  |  |  |  | Check with CRYDOM.Tel:0810 123 963.Fax:0810 057 605
84130104 |  | GMS 3A 48VDC 4-32V | No replacement | Please contact our technical support |  |  |  |  | Check with CRYDOM.Tel:0810 123 963.Fax:0810 057 605
84130105 |  | GMS 5A 280VAC 4-32V | No replacement | Please contact our technical support |  |  |  |  | Check with CRYDOM.Tel:0810 123 963.Fax:0810 057 605
84130108 |  | GMS 5A 280VAC 4-32V A | No replacement | Please contact our technical support |  |  |  |  | Check with CRYDOM.Tel:0810 123 963.Fax:0810 057 605
84130110 |  | GRD 35A 660VAC 90-280VUC S | No replacement | Please contact our technical support |  |  |  |  | Check with CRYDOM.Tel:0810 123 963.Fax:0810 057 605
84130111 |  | GRD 35A 660VAC 4-32V S | No replacement | Please contact our technical support |  |  |  |  | Check with CRYDOM.Tel:0810 123 963.Fax:0810 057 605
84130112 |  | GRD 35A 660VAC 4-32V A | No replacement | Please contact our technical support |  |  |  |  | Check with CRYDOM.Tel:0810 123 963.Fax:0810 057 605
84130113 |  | GRD 45A 660VAC 4-32V S | No replacement | Please contact our technical support |  |  |  |  | Check with CRYDOM.Tel:0810 123 963.Fax:0810 057 605
84130114 |  | GRD 45A 660VAC 4-32V A | No replacement | Please contact our technical support |  |  |  |  | Check with CRYDOM.Tel:0810 123 963.Fax:0810 057 605
84130115 |  | GRD 45A 660VAC 90-280VUC S | No replacement | Please contact our technical support |  |  |  |  | Check with CRYDOM.Tel:0810 123 963.Fax:0810 057 605
84130116 |  | GRD 25A 660VAC 4-32V S | No replacement | Please contact our technical support |  |  |  |  | Check with CRYDOM.Tel:0810 123 963.Fax:0810 057 605
84130117 |  | GRD 25A 660VAC 4-32V A | No replacement | Please contact our technical support |  |  |  |  | Check with CRYDOM.Tel:0810 123 963.Fax:0810 057 605
84130118 |  | GRD 25A 660VAC 180-280VUC S | No replacement | Please contact our technical support |  |  |  |  | Check with CRYDOM.Tel:0810 123 963.Fax:0810 057 605
84130150 |  | GRD 12A 280VAC 90-140VAC S | No replacement | Please contact our technical support |  |  |  |  | Check with CRYDOM.Tel:0810 123 963.Fax:0810 057 605
84130152 |  | GRD 20A 280VAC 90-140VAC S | No replacement | Please contact our technical support |  |  |  |  | Check with CRYDOM.Tel:0810 123 963.Fax:0810 057 605
84130158 |  | GRD 25A 660VAC 90-140VAC S | No replacement | Please contact our technical support |  |  |  |  | Check with CRYDOM.Tel:0810 123 963.Fax:0810 057 605
84130220 |  | GRD 2X25A 660VAC 4-32V S | No replacement | Please contact our technical support |  |  |  |  | Check with CRYDOM.Tel:0810 123 963.Fax:0810 057 605
84130221 |  | GRD 2X25A 660VAC 4-32VDC A | No replacement | Please contact our technical support |  |  |  |  | Check with CRYDOM.Tel:0810 123 963.Fax:0810 057 605
84130222 |  | GRD 2X25A 660VAC 90-280VUC S | No replacement | Please contact our technical support |  |  |  |  | Check with CRYDOM.Tel:0810 123 963.Fax:0810 057 605
84130310 |  | GRD 3X20A 660VAC 4-32V S | No replacement | Please contact our technical support |  |  |  |  | Check with CRYDOM.Tel:0810 123 963.Fax:0810 057 605
84130311 |  | GRD 3X20A 660VAC 90-280VUC S | No replacement | Please contact our technical support |  |  |  |  | Check with CRYDOM.Tel:0810 123 963.Fax:0810 057 605
84130312 |  | GRD 3X20A 660VAC 4-32V A | No replacement | Please contact our technical support |  |  |  |  | Check with CRYDOM.Tel:0810 123 963.Fax:0810 057 605
84132000 |  | GZ 12A 24.280VAC SYN | No replacement | Please contact our technical support |  |  |  |  | Check with CRYDOM.Tel:0810 123 963.Fax:0810 057 605
84132010 |  | GZ 20A 24.280VAC SYN | No replacement | Please contact our technical support |  |  |  |  | Check with CRYDOM.Tel:0810 123 963.Fax:0810 057 605
84132100 |  | GZ 12A 24.280VAC ASYN | No replacement | Please contact our technical support |  |  |  |  | Check with CRYDOM.Tel:0810 123 963.Fax:0810 057 605
84132110 |  | GZ 20A 24.280VAC ASYN | No replacement | Please contact our technical support |  |  |  |  | Check with CRYDOM.Tel:0810 123 963.Fax:0810 057 605
84132200 |  | GZ 12A 24.280VAC SYN | No replacement | Please contact our technical support |  |  |  |  | Check with CRYDOM.Tel:0810 123 963.Fax:0810 057 605
84132210 |  | GZ 20A 24.280VAC SYN | No replacement | Please contact our technical support |  |  |  |  | Check with CRYDOM.Tel:0810 123 963.Fax:0810 057 605
84132300 |  | GZ 12A 24.280VAC ASYN | No replacement | Please contact our technical support |  |  |  |  | Check with CRYDOM.Tel:0810 123 963.Fax:0810 057 605
84132310 |  | GZ 20A 24.280VAC ASYN | No replacement | Please contact our technical support |  |  |  |  | Check with CRYDOM.Tel:0810 123 963.Fax:0810 057 605
84132400 |  | GZ 12A 36.530VAC SYN | No replacement | Please contact our technical support |  |  |  |  | Check with CRYDOM.Tel:0810 123 963.Fax:0810 057 605
84132410 |  | GZ 20A 36.530VAC SYN | No replacement | Please contact our technical support |  |  |  |  | Check with CRYDOM.Tel:0810 123 963.Fax:0810 057 605
84132500 |  | GZ 12A 36.530VAC ASYN | No replacement | Please contact our technical support |  |  |  |  | Check with CRYDOM.Tel:0810 123 963.Fax:0810 057 605
84132510 |  | GZ 20A 36.530VAC ASYN | No replacement | Please contact our technical support |  |  |  |  | Check with CRYDOM.Tel:0810 123 963.Fax:0810 057 605
84132600 |  | GZ 12A 36.530VAC SYN | No replacement | Please contact our technical support |  |  |  |  | Check with CRYDOM.Tel:0810 123 963.Fax:0810 057 605
84132610 |  | GZ 20A 36.530VAC SYN | No replacement | Please contact our technical support |  |  |  |  | Check with CRYDOM.Tel:0810 123 963.Fax:0810 057 605
84132700 |  | GZ 12A 36.530VAC ASYN | No replacement | Please contact our technical support |  |  |  |  | Check with CRYDOM.Tel:0810 123 963.Fax:0810 057 605
84132710 |  | GZ 20A 36.530VAC ASYN | No replacement | Please contact our technical support |  |  |  |  | Check with CRYDOM.Tel:0810 123 963.Fax:0810 057 605
84134000 |  | GN 10A 280VAC 4-32VDC SYN | No replacement | Please contact our technical support |  |  |  |  | Check with CRYDOM.Tel:0810 123 963.Fax:0810 057 605
84134001 |  | GN 10A 280VAC 90-280VAC SYN | No replacement | Please contact our technical support |  |  |  |  | Check with CRYDOM.Tel:0810 123 963.Fax:0810 057 605
84134002 |  | GN 10A 280VAC 18-36VAC SYN | No replacement | Please contact our technical support |  |  |  |  | Check with CRYDOM.Tel:0810 123 963.Fax:0810 057 605
84134010 |  | GN 25A 280VAC 4-32VDC SYN | No replacement | Please contact our technical support |  |  |  |  | Check with CRYDOM.Tel:0810 123 963.Fax:0810 057 605
84134011 |  | GN 25A 280VAC 90-280VAC SYN | No replacement | Please contact our technical support |  |  |  |  | Check with CRYDOM.Tel:0810 123 963.Fax:0810 057 605
84134012 |  | GN 25A 280VAC 18-36VAC SYN | No replacement | Please contact our technical support |  |  |  |  | Check with CRYDOM.Tel:0810 123 963.Fax:0810 057 605
84134020 |  | GN 50A 280VAC 4-32VDC SYN | No replacement | Please contact our technical support |  |  |  |  | Check with CRYDOM.Tel:0810 123 963.Fax:0810 057 605
84134021 |  | GN 50A 280VAC 90-280VAC SYN | No replacement | Please contact our technical support |  |  |  |  | Check with CRYDOM.Tel:0810 123 963.Fax:0810 057 605
84134022 |  | GN 50A 280VAC 18-36VAC SYN | No replacement | Please contact our technical support |  |  |  |  | Check with CRYDOM.Tel:0810 123 963.Fax:0810 057 605
84134030 |  | GN 75A 280VAC 4-32VDC SYN | No replacement | Please contact our technical support |  |  |  |  | Check with CRYDOM.Tel:0810 123 963.Fax:0810 057 605
84134031 |  | GN 75A 280VAC 90-280VAC SYN | No replacement | Please contact our technical support |  |  |  |  | Check with CRYDOM.Tel:0810 123 963.Fax:0810 057 605
84134032 |  | GN 75A 280VAC 18-36VAC SYN | No replacement | Please contact our technical support |  |  |  |  | Check with CRYDOM.Tel:0810 123 963.Fax:0810 057 605
84134040 |  | GN 100A 280VAC 4-32VDC SYN | No replacement | Please contact our technical support |  |  |  |  | Check with CRYDOM.Tel:0810 123 963.Fax:0810 057 605
84134041 |  | GN 100A 280VAC 90-280VAC SYN | No replacement | Please contact our technical support |  |  |  |  | Check with CRYDOM.Tel:0810 123 963.Fax:0810 057 605
84134042 |  | GN 100A 280VAC 18-36VAC SYN | No replacement | Please contact our technical support |  |  |  |  | Check with CRYDOM.Tel:0810 123 963.Fax:0810 057 605
84134080 |  | GN 125A 280VAC 4-32VDC SYN | No replacement | Please contact our technical support |  |  |  |  | Check with CRYDOM.Tel:0810 123 963.Fax:0810 057 605
84134081 |  | GN 125A 280VAC 90-280VAC SYN | No replacement | Please contact our technical support |  |  |  |  | Check with CRYDOM.Tel:0810 123 963.Fax:0810 057 605
84134082 |  | GN 125A 280VAC 18-36VAC SYN | No replacement | Please contact our technical support |  |  |  |  | Check with CRYDOM.Tel:0810 123 963.Fax:0810 057 605
84134100 |  | GN 10A 660VAC 4-32VDC SYN | No replacement | Please contact our technical support |  |  |  |  | Check with CRYDOM.Tel:0810 123 963.Fax:0810 057 605
84134101 |  | GN 10A 660VAC 90-280VAC SYN | No replacement | Please contact our technical support |  |  |  |  | Check with CRYDOM.Tel:0810 123 963.Fax:0810 057 605
84134102 |  | GN 10A 660VAC 18-36VAC SYN | No replacement | Please contact our technical support |  |  |  |  | Check with CRYDOM.Tel:0810 123 963.Fax:0810 057 605
84134110 |  | GN 25A 660VAC 4-32VDC SYN | No replacement | Please contact our technical support |  |  |  |  | Check with CRYDOM.Tel:0810 123 963.Fax:0810 057 605
84134111 |  | GN 25A 660VAC 90-280VAC SYN | No replacement | Please contact our technical support |  |  |  |  | Check with CRYDOM.Tel:0810 123 963.Fax:0810 057 605
84134112 |  | GN 25A 660VAC 18-36VAC SYN | No replacement | Please contact our technical support |  |  |  |  | Check with CRYDOM.Tel:0810 123 963.Fax:0810 057 605
84134120 |  | GN 50A 660VAC 4-32VDC SYN | No replacement | Please contact our technical support |  |  |  |  | Check with CRYDOM.Tel:0810 123 963.Fax:0810 057 605
84134121 |  | GN 50A 660VAC 90-280VAC SYN | No replacement | Please contact our technical support |  |  |  |  | Check with CRYDOM.Tel:0810 123 963.Fax:0810 057 605
84134122 |  | GN 50A 660VAC 18-36VAC SYN | No replacement | Please contact our technical support |  |  |  |  | Check with CRYDOM.Tel:0810 123 963.Fax:0810 057 605
84134130 |  | GN 75A 660VAC 4-32VDC SYN | No replacement | Please contact our technical support |  |  |  |  | Check with CRYDOM.Tel:0810 123 963.Fax:0810 057 605
84134131 |  | GN 75A 660VAC 90-280VAC SYN | No replacement | Please contact our technical support |  |  |  |  | Check with CRYDOM.Tel:0810 123 963.Fax:0810 057 605
84134132 |  | GN 75A 660VAC 18-36VAC SYN | No replacement | Please contact our technical support |  |  |  |  | Check with CRYDOM.Tel:0810 123 963.Fax:0810 057 605
84134140 |  | GN 100A 660VAC 4-32VDC SYN | No replacement | Please contact our technical support |  |  |  |  | Check with CRYDOM.Tel:0810 123 963.Fax:0810 057 605
84134141 |  | GN 100A 660VAC 90-280VAC SYN | No replacement | Please contact our technical support |  |  |  |  | Check with CRYDOM.Tel:0810 123 963.Fax:0810 057 605
84134142 |  | GN 100A 660VAC 18-36VAC SYN | No replacement | Please contact our technical support |  |  |  |  | Check with CRYDOM.Tel:0810 123 963.Fax:0810 057 605
84134180 |  | GN 125A 660VAC 4-32VDC SYN | No replacement | Please contact our technical support |  |  |  |  | Check with CRYDOM.Tel:0810 123 963.Fax:0810 057 605
84134181 |  | GN 125A 660VAC 90-280VAC SYN | No replacement | Please contact our technical support |  |  |  |  | Check with CRYDOM.Tel:0810 123 963.Fax:0810 057 605
84134182 |  | GN 125A 660VAC 18-36VAC SYN | No replacement | Please contact our technical support |  |  |  |  | Check with CRYDOM.Tel:0810 123 963.Fax:0810 057 605
84134200 |  | GN 10A 280VAC 4-32VDC ASYN | No replacement | Please contact our technical support |  |  |  |  | Check with CRYDOM.Tel:0810 123 963.Fax:0810 057 605
84134201 |  | GN 10A 280VAC 90-280VAC ASYN | No replacement | Please contact our technical support |  |  |  |  | Check with CRYDOM.Tel:0810 123 963.Fax:0810 057 605
84134202 |  | GN 10A 280VAC 18-36VAC ASYN | No replacement | Please contact our technical support |  |  |  |  | Check with CRYDOM.Tel:0810 123 963.Fax:0810 057 605
84134210 |  | GN 25A 280VAC 4-32VDC ASYN | No replacement | Please contact our technical support |  |  |  |  | Check with CRYDOM.Tel:0810 123 963.Fax:0810 057 605
84134211 |  | GN 25A 280VAC 90-280VAC ASYN | No replacement | Please contact our technical support |  |  |  |  | Check with CRYDOM.Tel:0810 123 963.Fax:0810 057 605
84134212 |  | GN 25A 280VAC 18-36VAC ASYN | No replacement | Please contact our technical support |  |  |  |  | Check with CRYDOM.Tel:0810 123 963.Fax:0810 057 605
84134220 |  | GN 50A 280VAC 4-32VDC ASYN | No replacement | Please contact our technical support |  |  |  |  | Check with CRYDOM.Tel:0810 123 963.Fax:0810 057 605
84134221 |  | GN 50A 280VAC 90-280VAC ASYN | No replacement | Please contact our technical support |  |  |  |  | Check with CRYDOM.Tel:0810 123 963.Fax:0810 057 605
84134222 |  | GN 50A 280VAC 18-36VAC ASYN | No replacement | Please contact our technical support |  |  |  |  | Check with CRYDOM.Tel:0810 123 963.Fax:0810 057 605
84134230 |  | GN 75A 280VAC 4-32VDC ASYN | No replacement | Please contact our technical support |  |  |  |  | Check with CRYDOM.Tel:0810 123 963.Fax:0810 057 605
84134231 |  | GN 75A 280VAC 90-280VAC ASYN | No replacement | Please contact our technical support |  |  |  |  | Check with CRYDOM.Tel:0810 123 963.Fax:0810 057 605
84134232 |  | GN 75A 280VAC 18-36VAC ASYN | No replacement | Please contact our technical support |  |  |  |  | Check with CRYDOM.Tel:0810 123 963.Fax:0810 057 605
84134240 |  | GN 100A 280VAC 4-32VDC ASYN | No replacement | Please contact our technical support |  |  |  |  | Check with CRYDOM.Tel:0810 123 963.Fax:0810 057 605
84134241 |  | GN 100A 280VAC 90-280VAC ASYN | No replacement | Please contact our technical support |  |  |  |  | Check with CRYDOM.Tel:0810 123 963.Fax:0810 057 605
84134242 |  | GN 100A 280VAC 18-36VAC ASYN | No replacement | Please contact our technical support |  |  |  |  | Check with CRYDOM.Tel:0810 123 963.Fax:0810 057 605
84134280 |  | GN 125A 280VAC 4-32VDC ASYN | No replacement | Please contact our technical support |  |  |  |  | Check with CRYDOM.Tel:0810 123 963.Fax:0810 057 605
84134281 |  | GN 125A 660VAC 90-280VAC ASYN | No replacement | Please contact our technical support |  |  |  |  | Check with CRYDOM.Tel:0810 123 963.Fax:0810 057 605
84134282 |  | GN 125A 660VAC 18-36VAC ASYN | No replacement | Please contact our technical support |  |  |  |  | Check with CRYDOM.Tel:0810 123 963.Fax:0810 057 605
84134300 |  | GN 10A 660VAC 4-32VDC ASYN | No replacement | Please contact our technical support |  |  |  |  | Check with CRYDOM.Tel:0810 123 963.Fax:0810 057 605
84134301 |  | GN 10A 660VAC 90-280VAC ASYN | No replacement | Please contact our technical support |  |  |  |  | Check with CRYDOM.Tel:0810 123 963.Fax:0810 057 605
84134302 |  | GN 10A 660VAC 18-36VAC ASYN | No replacement | Please contact our technical support |  |  |  |  | Check with CRYDOM.Tel:0810 123 963.Fax:0810 057 605
84134310 |  | GN 25A 660VAC 4-32VDC ASYN | No replacement | Please contact our technical support |  |  |  |  | Check with CRYDOM.Tel:0810 123 963.Fax:0810 057 605
84134311 |  | GN 25A 660VAC 90-280VAC ASYN | No replacement | Please contact our technical support |  |  |  |  | Check with CRYDOM.Tel:0810 123 963.Fax:0810 057 605
84134312 |  | GN 25A 660VAC 18-36VAC ASYN | No replacement | Please contact our technical support |  |  |  |  | Check with CRYDOM.Tel:0810 123 963.Fax:0810 057 605
84134320 |  | GN 50A 660VAC 4-32VDC ASYN | No replacement | Please contact our technical support |  |  |  |  | Check with CRYDOM.Tel:0810 123 963.Fax:0810 057 605
84134321 |  | GN 50A 660VAC 90-280VAC ASYN | No replacement | Please contact our technical support |  |  |  |  | Check with CRYDOM.Tel:0810 123 963.Fax:0810 057 605
84134322 |  | GN 50A 660VAC 18-36VAC ASYN | No replacement | Please contact our technical support |  |  |  |  | Check with CRYDOM.Tel:0810 123 963.Fax:0810 057 605
84134330 |  | GN 75A 660VAC 4-32VDC ASYN | No replacement | Please contact our technical support |  |  |  |  | Check with CRYDOM.Tel:0810 123 963.Fax:0810 057 605
84134331 |  | GN 75A 660VAC 90-280VAC ASYN | No replacement | Please contact our technical support |  |  |  |  | Check with CRYDOM.Tel:0810 123 963.Fax:0810 057 605
84134332 |  | GN 75A 660VAC 18-36VAC ASYN | No replacement | Please contact our technical support |  |  |  |  | Check with CRYDOM.Tel:0810 123 963.Fax:0810 057 605
84134340 |  | GN 100A 660VAC 4-32VDC ASYN | No replacement | Please contact our technical support |  |  |  |  | Check with CRYDOM.Tel:0810 123 963.Fax:0810 057 605
84134341 |  | GN 100A 660VAC 90-280VAC ASYN | No replacement | Please contact our technical support |  |  |  |  | Check with CRYDOM.Tel:0810 123 963.Fax:0810 057 605
84134342 |  | GN 100A 660VAC 18-36VAC ASYN | No replacement | Please contact our technical support |  |  |  |  | Check with CRYDOM.Tel:0810 123 963.Fax:0810 057 605
84134380 |  | GN 125A 660VAC 4-32VDC ASYN | No replacement | Please contact our technical support |  |  |  |  | Check with CRYDOM.Tel:0810 123 963.Fax:0810 057 605
84134381 |  | GN 125A 660VAC 90-280VAC ASYN | No replacement | Please contact our technical support |  |  |  |  | Check with CRYDOM.Tel:0810 123 963.Fax:0810 057 605
84134382 |  | GN 125A 660VAC 18-36VAC ASYN | No replacement | Please contact our technical support |  |  |  |  | Check with CRYDOM.Tel:0810 123 963.Fax:0810 057 605
84134410 |  | GNLC 25A 24-280VAC 4-32VDC SYN | No replacement | Please contact our technical support |  |  |  |  | Check with CRYDOM.Tel:0810 123 963.Fax:0810 057 605
84134420 |  | GNLC 50A 24-280VAC 4-32VDC SYN | No replacement | Please contact our technical support |  |  |  |  | Check with CRYDOM.Tel:0810 123 963.Fax:0810 057 605
84134430 |  | GNLC 75A 24-280VAC 4-32VDC SYN | No replacement | Please contact our technical support |  |  |  |  | Check with CRYDOM.Tel:0810 123 963.Fax:0810 057 605
84134440 |  | GNLC 100A 24-280VAC 4-32VDC SYN | No replacement | Please contact our technical support |  |  |  |  | Check with CRYDOM.Tel:0810 123 963.Fax:0810 057 605
84134510 |  | GNLC 25A 48-660VAC 4-32VDC SYN | No replacement | Please contact our technical support |  |  |  |  | Check with CRYDOM.Tel:0810 123 963.Fax:0810 057 605
84134520 |  | GNLC 50A 48-660VAC 4-32VDC SYN | No replacement | Please contact our technical support |  |  |  |  | Check with CRYDOM.Tel:0810 123 963.Fax:0810 057 605
84134530 |  | GNLC 75A 48-660VAC 4-32VDC SYN | No replacement | Please contact our technical support |  |  |  |  | Check with CRYDOM.Tel:0810 123 963.Fax:0810 057 605
84134540 |  | GNLC 100A 48-660VAC 4-32VDC SYN | No replacement | Please contact our technical support |  |  |  |  | Check with CRYDOM.Tel:0810 123 963.Fax:0810 057 605
84134750 |  | GND 10A 60VDC 4-32VDC | No replacement | Please contact our technical support |  |  |  |  | Check with CRYDOM.Tel:0810 123 963.Fax:0810 057 605
84134850 |  | GND 10A 200VDC 4-32VDC | No replacement | Please contact our technical support |  |  |  |  | Check with CRYDOM.Tel:0810 123 963.Fax:0810 057 605
84134860 |  | GND 15A 100VDC 4-32VDC | No replacement | Please contact our technical support |  |  |  |  | Check with CRYDOM.Tel:0810 123 963.Fax:0810 057 605
84134870 |  | GND 30A 50VDC 4-32VDC | No replacement | Please contact our technical support |  |  |  |  | Check with CRYDOM.Tel:0810 123 963.Fax:0810 057 605
84134900 |  | GNA5 10A 24-280VAC 3-32VDC SYN | No replacement | Please contact our technical support |  |  |  |  | Check with CRYDOM.Tel:0810 123 963.Fax:0810 057 605
84134901 |  | GNA5 10A 24-280VAC 90-280VAC SYN | No replacement | Please contact our technical support |  |  |  |  | Check with CRYDOM.Tel:0810 123 963.Fax:0810 057 605
84134902 |  | GNA5 10A 24-280VAC 18-36VAC/DC SYN | No replacement | Please contact our technical support |  |  |  |  | Check with CRYDOM.Tel:0810 123 963.Fax:0810 057 605
84134907 |  | GNA5 10A 24-280VAC 3-32VDC SYN | No replacement | Please contact our technical support |  |  |  |  | Check with CRYDOM.Tel:0810 123 963.Fax:0810 057 605
84134908 |  | GNA5 10A 24-280VAC 18-36VAC/DC SYN | No replacement | Please contact our technical support |  |  |  |  | Check with CRYDOM.Tel:0810 123 963.Fax:0810 057 605
84134909 |  | GNA5 10A 24-280VAC 90-280VAC SYN | No replacement | Please contact our technical support |  |  |  |  | Check with CRYDOM.Tel:0810 123 963.Fax:0810 057 605
84134910 |  | GNA5 25A 24-280VAC 3-32VDC SYN | No replacement | Please contact our technical support |  |  |  |  | Check with CRYDOM.Tel:0810 123 963.Fax:0810 057 605
84134911 |  | GNA5 25A 24-280VAC 90-280VAC SYN | No replacement | Please contact our technical support |  |  |  |  | Check with CRYDOM.Tel:0810 123 963.Fax:0810 057 605
84134912 |  | GNA5 25A 24-280VAC 18-36VAC/DC SYN | No replacement | Please contact our technical support |  |  |  |  | Check with CRYDOM.Tel:0810 123 963.Fax:0810 057 605
84134917 |  | GNA5 25A 24-280VAC 3-32VDC SYN | No replacement | Please contact our technical support |  |  |  |  | Check with CRYDOM.Tel:0810 123 963.Fax:0810 057 605
84134918 |  | GNA5 25A 24-280VAC 18-36VAC/DC SYN | No replacement | Please contact our technical support |  |  |  |  | Check with CRYDOM.Tel:0810 123 963.Fax:0810 057 605
84134919 |  | GNA5 25A 24-280VAC 90-280VAC SYN | No replacement | Please contact our technical support |  |  |  |  | Check with CRYDOM.Tel:0810 123 963.Fax:0810 057 605
84134950 |  | GNA5 40A 24-380VAC 3-32VDC SYN | No replacement | Please contact our technical support |  |  |  |  | Check with CRYDOM.Tel:0810 123 963.Fax:0810 057 605
84134951 |  | GNA5 40A 24-280VAC 90-280VAC SYN | No replacement | Please contact our technical support |  |  |  |  | Check with CRYDOM.Tel:0810 123 963.Fax:0810 057 605
84134952 |  | GNA5 40A 24-380VAC 18-36VAC/DC SYN | No replacement | Please contact our technical support |  |  |  |  | Check with CRYDOM.Tel:0810 123 963.Fax:0810 057 605
84136123 |  | KHS50 - Kit heatsink 5°C/W | No replacement | Please contact our technical support |  |  |  |  | Check with CRYDOM.Tel:0810 123 963.Fax:0810 057 605
84136124 |  | KHS30 - Kit heatsink 3°C/W | No replacement | Please contact our technical support |  |  |  |  | Check with CRYDOM.Tel:0810 123 963.Fax:0810 057 605
84136125 |  | KHS15 - Kit heatsink 1,5°C/W | No replacement | Please contact our technical support |  |  |  |  | Check with CRYDOM.Tel:0810 123 963.Fax:0810 057 605
84136150 |  | Monté Triac 7A-230V@40°C | No replacement | Please contact our technical support |  |  |  |  | Check with CRYDOM.Tel:0810 123 963.Fax:0810 057 605
84136151 |  | Monté Triac 9A-230V@40°C | No replacement | Please contact our technical support |  |  |  |  | Check with CRYDOM.Tel:0810 123 963.Fax:0810 057 605
84136152 |  | Monté Triac 13A-230V@40°C | No replacement | Please contact our technical support |  |  |  |  | Check with CRYDOM.Tel:0810 123 963.Fax:0810 057 605
84136153 |  | Monté Thyristor 10A-230V@40°C | No replacement | Please contact our technical support |  |  |  |  | Check with CRYDOM.Tel:0810 123 963.Fax:0810 057 605
84136154 |  | Monté Thyristor 15A-230V@40°C | No replacement | Please contact our technical support |  |  |  |  | Check with CRYDOM.Tel:0810 123 963.Fax:0810 057 605
84136155 |  | Monté Thyristor 25A-230V@40°C | No replacement | Please contact our technical support |  |  |  |  | Check with CRYDOM.Tel:0810 123 963.Fax:0810 057 605
84136156 |  | Monté Thyristor 10A-230V@40°C | No replacement | Please contact our technical support |  |  |  |  | Check with CRYDOM.Tel:0810 123 963.Fax:0810 057 605
84136157 |  | Monté Thyristor 17A-230V@40°C | No replacement | Please contact our technical support |  |  |  |  | Check with CRYDOM.Tel:0810 123 963.Fax:0810 057 605
84136158 |  | Monté Thyristor 30A-230V@40°C | No replacement | Please contact our technical support |  |  |  |  | Check with CRYDOM.Tel:0810 123 963.Fax:0810 057 605
84136159 |  | Monté Thyristor 10A-480V@40°C | No replacement | Please contact our technical support |  |  |  |  | Check with CRYDOM.Tel:0810 123 963.Fax:0810 057 605
84136160 |  | Monté Thyristor 17A-480V@40°C | No replacement | Please contact our technical support |  |  |  |  | Check with CRYDOM.Tel:0810 123 963.Fax:0810 057 605
84136161 |  | Monté Thyristor 30A-480V@40°C | No replacement | Please contact our technical support |  |  |  |  | Check with CRYDOM.Tel:0810 123 963.Fax:0810 057 605
84136501 |  | CAPOT POUR GN + SMART MODULE | No replacement | Please contact our technical support |  |  |  |  | Check with CRYDOM.Tel:0810 123 963.Fax:0810 057 605
84136502 |  | CAPOT DE PROTECTION SANS FENETRE | No replacement | Please contact our technical support |  |  |  |  | Check with CRYDOM.Tel:0810 123 963.Fax:0810 057 605
84136503 |  | CAPOT DE PROTECTION AVEC FENETRE POUR SMART MODULE | No replacement | Please contact our technical support |  |  |  |  | Check with CRYDOM.Tel:0810 123 963.Fax:0810 057 605
84137000 |  | GN 10A 280VAC 4-32VDC SYN | No replacement | Please contact our technical support |  |  |  |  | Check with CRYDOM.Tel:0810 123 963.Fax:0810 057 605
84137001 |  | GN 10A 280VAC 90-280VAC SYN | No replacement | Please contact our technical support |  |  |  |  | Check with CRYDOM.Tel:0810 123 963.Fax:0810 057 605
84137002 |  | GN 10A 280VAC 18-36VAC SYN | No replacement | Please contact our technical support |  |  |  |  | Check with CRYDOM.Tel:0810 123 963.Fax:0810 057 605
84137010 |  | GN 25A 280VAC 4-32VDC SYN | No replacement | Please contact our technical support |  |  |  |  | Check with CRYDOM.Tel:0810 123 963.Fax:0810 057 605
84137011 |  | GN 25A 280VAC 90-280VAC SYN | No replacement | Please contact our technical support |  |  |  |  | Check with CRYDOM.Tel:0810 123 963.Fax:0810 057 605
84137012 |  | GN 25A 280VAC 18-36VAC SYN | No replacement | Please contact our technical support |  |  |  |  | Check with CRYDOM.Tel:0810 123 963.Fax:0810 057 605
84137020 |  | GN 50A 280VAC 4-32VDC SYN | No replacement | Please contact our technical support |  |  |  |  | Check with CRYDOM.Tel:0810 123 963.Fax:0810 057 605
84137021 |  | GN 50A 280VAC 90-280VAC SYN | No replacement | Please contact our technical support |  |  |  |  | Check with CRYDOM.Tel:0810 123 963.Fax:0810 057 605
84137022 |  | GN 50A 280VAC 18-36VAC SYN | No replacement | Please contact our technical support |  |  |  |  | Check with CRYDOM.Tel:0810 123 963.Fax:0810 057 605
84137030 |  | GN 75A 280VAC 4-32VDC SYN | No replacement | Please contact our technical support |  |  |  |  | Check with CRYDOM.Tel:0810 123 963.Fax:0810 057 605
84137031 |  | GN 75A 280VAC 90-280VAC SYN | No replacement | Please contact our technical support |  |  |  |  | Check with CRYDOM.Tel:0810 123 963.Fax:0810 057 605
84137032 |  | GN 75A 280VAC 18-36VAC SYN | No replacement | Please contact our technical support |  |  |  |  | Check with CRYDOM.Tel:0810 123 963.Fax:0810 057 605
84137040 |  | GN 100A 280VAC 4-32VDC SYN | No replacement | Please contact our technical support |  |  |  |  | Check with CRYDOM.Tel:0810 123 963.Fax:0810 057 605
84137041 |  | GN 100A 280VAC 90-280VAC SYN | No replacement | Please contact our technical support |  |  |  |  | Check with CRYDOM.Tel:0810 123 963.Fax:0810 057 605
84137042 |  | GN 100A 280VAC 18-36VAC SYN | No replacement | Please contact our technical support |  |  |  |  | Check with CRYDOM.Tel:0810 123 963.Fax:0810 057 605
84137080 |  | GN 125A 280VAC 4-32VDC SYN | No replacement | Please contact our technical support |  |  |  |  | Check with CRYDOM.Tel:0810 123 963.Fax:0810 057 605
84137081 |  | GN 125A 280VAC 90-280VAC SYN | No replacement | Please contact our technical support |  |  |  |  | Check with CRYDOM.Tel:0810 123 963.Fax:0810 057 605
84137082 |  | GN 125A 280VAC 18-36VAC SYN | No replacement | Please contact our technical support |  |  |  |  | Check with CRYDOM.Tel:0810 123 963.Fax:0810 057 605
84137100 |  | GN 10A 660VAC 4-32VDC SYN | No replacement | Please contact our technical support |  |  |  |  | Check with CRYDOM.Tel:0810 123 963.Fax:0810 057 605
84137101 |  | GN 10A 660VAC 90-280VAC SYN | No replacement | Please contact our technical support |  |  |  |  | Check with CRYDOM.Tel:0810 123 963.Fax:0810 057 605
84137102 |  | GN 10A 660VAC 18-36VAC SYN | No replacement | Please contact our technical support |  |  |  |  | Check with CRYDOM.Tel:0810 123 963.Fax:0810 057 605
84137110 |  | GN 25A 660VAC 4-32VDC SYN | No replacement | Please contact our technical support |  |  |  |  | Check with CRYDOM.Tel:0810 123 963.Fax:0810 057 605
84137111 |  | GN 25A 660VAC 90-280VAC SYN | No replacement | Please contact our technical support |  |  |  |  | Check with CRYDOM.Tel:0810 123 963.Fax:0810 057 605
84137112 |  | GN 25A 660VAC 18-36VAC SYN | No replacement | Please contact our technical support |  |  |  |  | Check with CRYDOM.Tel:0810 123 963.Fax:0810 057 605
84137120 |  | GN 50A 660VAC 4-32VDC SYN | No replacement | Please contact our technical support |  |  |  |  | Check with CRYDOM.Tel:0810 123 963.Fax:0810 057 605
84137121 |  | GN 50A 660VAC 90-280VAC SYN | No replacement | Please contact our technical support |  |  |  |  | Check with CRYDOM.Tel:0810 123 963.Fax:0810 057 605
84137122 |  | GN 50A 660VAC 18-36VAC SYN | No replacement | Please contact our technical support |  |  |  |  | Check with CRYDOM.Tel:0810 123 963.Fax:0810 057 605
84137130 |  | GN 75A 660VAC 4-32VDC SYN | No replacement | Please contact our technical support |  |  |  |  | Check with CRYDOM.Tel:0810 123 963.Fax:0810 057 605
84137131 |  | GN 75A 660VAC 90-280VAC SYN | No replacement | Please contact our technical support |  |  |  |  | Check with CRYDOM.Tel:0810 123 963.Fax:0810 057 605
84137132 |  | GN 75A 660VAC 18-36VAC SYN | No replacement | Please contact our technical support |  |  |  |  | Check with CRYDOM.Tel:0810 123 963.Fax:0810 057 605
84137140 |  | GN 100A 660VAC 4-32VDC SYN | No replacement | Please contact our technical support |  |  |  |  | Check with CRYDOM.Tel:0810 123 963.Fax:0810 057 605
84137141 |  | GN 100A 660VAC 90-280VAC SYN | No replacement | Please contact our technical support |  |  |  |  | Check with CRYDOM.Tel:0810 123 963.Fax:0810 057 605
84137142 |  | GN 100A 660VAC 18-36VAC SYN | No replacement | Please contact our technical support |  |  |  |  | Check with CRYDOM.Tel:0810 123 963.Fax:0810 057 605
84137180 |  | GN 125A 660VAC 4-32VDC SYN | No replacement | Please contact our technical support |  |  |  |  | Check with CRYDOM.Tel:0810 123 963.Fax:0810 057 605
84137181 |  | GN 125A 660VAC 90-280VAC SYN | No replacement | Please contact our technical support |  |  |  |  | Check with CRYDOM.Tel:0810 123 963.Fax:0810 057 605
84137182 |  | GN 125A 660VAC 18-36VAC SYN | No replacement | Please contact our technical support |  |  |  |  | Check with CRYDOM.Tel:0810 123 963.Fax:0810 057 605
84137200 |  | GN 10A 280VAC 4-32VDC ASYN | No replacement | Please contact our technical support |  |  |  |  | Check with CRYDOM.Tel:0810 123 963.Fax:0810 057 605
84137201 |  | GN 10A 280VAC 90-280VAC ASYN | No replacement | Please contact our technical support |  |  |  |  | Check with CRYDOM.Tel:0810 123 963.Fax:0810 057 605
84137202 |  | GN 10A 280VAC 18-36VAC ASYN | No replacement | Please contact our technical support |  |  |  |  | Check with CRYDOM.Tel:0810 123 963.Fax:0810 057 605
84137210 |  | GN 25A 280VAC 4-32VDC ASYN | No replacement | Please contact our technical support |  |  |  |  | Check with CRYDOM.Tel:0810 123 963.Fax:0810 057 605
84137211 |  | GN 25A 280VAC 90-280VAC ASYN | No replacement | Please contact our technical support |  |  |  |  | Check with CRYDOM.Tel:0810 123 963.Fax:0810 057 605
84137212 |  | GN 25A 280VAC 18-36VAC ASYN | No replacement | Please contact our technical support |  |  |  |  | Check with CRYDOM.Tel:0810 123 963.Fax:0810 057 605
84137220 |  | GN 50A 280VAC 4-32VDC ASYN | No replacement | Please contact our technical support |  |  |  |  | Check with CRYDOM.Tel:0810 123 963.Fax:0810 057 605
84137221 |  | GN 50A 280VAC 90-280VAC ASYN | No replacement | Please contact our technical support |  |  |  |  | Check with CRYDOM.Tel:0810 123 963.Fax:0810 057 605
84137222 |  | GN 50A 280VAC 18-36VAC ASYN | No replacement | Please contact our technical support |  |  |  |  | Check with CRYDOM.Tel:0810 123 963.Fax:0810 057 605
84137230 |  | GN 75A 280VAC 4-32VDC ASYN | No replacement | Please contact our technical support |  |  |  |  | Check with CRYDOM.Tel:0810 123 963.Fax:0810 057 605
84137231 |  | GN 75A 280VAC 90-280VAC ASYN | No replacement | Please contact our technical support |  |  |  |  | Check with CRYDOM.Tel:0810 123 963.Fax:0810 057 605
84137232 |  | GN 75A 280VAC 18-36VAC ASYN | No replacement | Please contact our technical support |  |  |  |  | Check with CRYDOM.Tel:0810 123 963.Fax:0810 057 605
84137240 |  | GN 100A 280VAC 4-32VDC ASYN | No replacement | Please contact our technical support |  |  |  |  | Check with CRYDOM.Tel:0810 123 963.Fax:0810 057 605
84137241 |  | GN 100A 280VAC 90-280VAC ASYN | No replacement | Please contact our technical support |  |  |  |  | Check with CRYDOM.Tel:0810 123 963.Fax:0810 057 605
84137242 |  | GN 100A 280VAC 18-36VAC ASYN | No replacement | Please contact our technical support |  |  |  |  | Check with CRYDOM.Tel:0810 123 963.Fax:0810 057 605
84137280 |  | GN 125A 280VAC 4-32VDC ASYN | No replacement | Please contact our technical support |  |  |  |  | Check with CRYDOM.Tel:0810 123 963.Fax:0810 057 605
84137281 |  | GN 125A 24-280VAC 90-280VAC ASYN | No replacement | Please contact our technical support |  |  |  |  | Check with CRYDOM.Tel:0810 123 963.Fax:0810 057 605
84137282 |  | GN 125A 24-280VAC 18-36VAC ASYN | No replacement | Please contact our technical support |  |  |  |  | Check with CRYDOM.Tel:0810 123 963.Fax:0810 057 605
84137300 |  | GN 10A 660VAC 4-32VDC ASYN | No replacement | Please contact our technical support |  |  |  |  | Check with CRYDOM.Tel:0810 123 963.Fax:0810 057 605
84137301 |  | GN 10A 660VAC 90-280VAC ASYN | No replacement | Please contact our technical support |  |  |  |  | Check with CRYDOM.Tel:0810 123 963.Fax:0810 057 605
84137302 |  | GN 10A 660VAC 18-36VAC ASYN | No replacement | Please contact our technical support |  |  |  |  | Check with CRYDOM.Tel:0810 123 963.Fax:0810 057 605
84137310 |  | GN 25A 660VAC 4-32VDC ASYN | No replacement | Please contact our technical support |  |  |  |  | Check with CRYDOM.Tel:0810 123 963.Fax:0810 057 605
84137311 |  | GN 25A 660VAC 90-280VAC ASYN | No replacement | Please contact our technical support |  |  |  |  | Check with CRYDOM.Tel:0810 123 963.Fax:0810 057 605
84137312 |  | GN 25A 660VAC 18-36VAC ASYN | No replacement | Please contact our technical support |  |  |  |  | Check with CRYDOM.Tel:0810 123 963.Fax:0810 057 605
84137320 |  | GN 50A 660VAC 4-32VDC ASYN | No replacement | Please contact our technical support |  |  |  |  | Check with CRYDOM.Tel:0810 123 963.Fax:0810 057 605
84137321 |  | GN 50A 660VAC 90-280VAC ASYN | No replacement | Please contact our technical support |  |  |  |  | Check with CRYDOM.Tel:0810 123 963.Fax:0810 057 605
84137322 |  | GN 50A 660VAC 18-36VAC ASYN | No replacement | Please contact our technical support |  |  |  |  | Check with CRYDOM.Tel:0810 123 963.Fax:0810 057 605
84137330 |  | GN 75A 660VAC 4-32VDC ASYN | No replacement | Please contact our technical support |  |  |  |  | Check with CRYDOM.Tel:0810 123 963.Fax:0810 057 605
84137331 |  | GN 75A 660VAC 90-280VAC ASYN | No replacement | Please contact our technical support |  |  |  |  | Check with CRYDOM.Tel:0810 123 963.Fax:0810 057 605
84137332 |  | GN 75A 660VAC 18-36VAC ASYN | No replacement | Please contact our technical support |  |  |  |  | Check with CRYDOM.Tel:0810 123 963.Fax:0810 057 605
84137340 |  | GN 100A 660VAC 4-32VDC ASYN | No replacement | Please contact our technical support |  |  |  |  | Check with CRYDOM.Tel:0810 123 963.Fax:0810 057 605
84137341 |  | GN 100A 660VAC 90-280VAC ASYN | No replacement | Please contact our technical support |  |  |  |  | Check with CRYDOM.Tel:0810 123 963.Fax:0810 057 605
84137342 |  | GN 100A 660VAC 18-36VAC ASYN | No replacement | Please contact our technical support |  |  |  |  | Check with CRYDOM.Tel:0810 123 963.Fax:0810 057 605
84137380 |  | GN 125A 660VAC 4-32VDC ASYN | No replacement | Please contact our technical support |  |  |  |  | Check with CRYDOM.Tel:0810 123 963.Fax:0810 057 605
84137381 |  | GN 125A 660VAC 90-280VAC ASYN | No replacement | Please contact our technical support |  |  |  |  | Check with CRYDOM.Tel:0810 123 963.Fax:0810 057 605
84137382 |  | GN 125A 660VAC 18-36VAC ASYN | No replacement | Please contact our technical support |  |  |  |  | Check with CRYDOM.Tel:0810 123 963.Fax:0810 057 605
84137410 |  | GNLC 25A 24-280VAC 4-32VDC SYN | No replacement | Please contact our technical support |  |  |  |  | Check with CRYDOM.Tel:0810 123 963.Fax:0810 057 605
84137420 |  | GNLC 50A 24-280VAC 4-32VDC SYN | No replacement | Please contact our technical support |  |  |  |  | Check with CRYDOM.Tel:0810 123 963.Fax:0810 057 605
84137430 |  | GNLC 75A 24-280VAC 4-32VDC SYN | No replacement | Please contact our technical support |  |  |  |  | Check with CRYDOM.Tel:0810 123 963.Fax:0810 057 605
84137440 |  | GNLC 100A 24-280VAC 4-32VDC SYN | No replacement | Please contact our technical support |  |  |  |  | Check with CRYDOM.Tel:0810 123 963.Fax:0810 057 605
84137510 |  | GNLC 25A 48-660VAC 4-32VDC SYN | No replacement | Please contact our technical support |  |  |  |  | Check with CRYDOM.Tel:0810 123 963.Fax:0810 057 605
84137520 |  | GNLC 50A 48-660VAC 4-32VDC SYN | No replacement | Please contact our technical support |  |  |  |  | Check with CRYDOM.Tel:0810 123 963.Fax:0810 057 605
84137530 |  | GNLC 75A 48-660VAC 4-32VDC SYN | No replacement | Please contact our technical support |  |  |  |  | Check with CRYDOM.Tel:0810 123 963.Fax:0810 057 605
84137540 |  | GNLC 100A 48-660VAC 4-32VDC SYN | No replacement | Please contact our technical support |  |  |  |  | Check with CRYDOM.Tel:0810 123 963.Fax:0810 057 605
84137750 |  | GND 10A 60VDC 4-32VDC | No replacement | Please contact our technical support |  |  |  |  | Check with CRYDOM.Tel:0810 123 963.Fax:0810 057 605
84137850 |  | GND 10A 200VDC 4-32VDC | No replacement | Please contact our technical support |  |  |  |  | Check with CRYDOM.Tel:0810 123 963.Fax:0810 057 605
84137860 |  | GND 15A 100VDC 4-32VDC | No replacement | Please contact our technical support |  |  |  |  | Check with CRYDOM.Tel:0810 123 963.Fax:0810 057 605
84137870 |  | GND 30A 50VDC 4-32VDC | No replacement | Please contact our technical support |  |  |  |  | Check with CRYDOM.Tel:0810 123 963.Fax:0810 057 605
84137900 |  | GNA5 10A 24-280VAC 3-32VDC SYN | No replacement | Please contact our technical support |  |  |  |  | Check with CRYDOM.Tel:0810 123 963.Fax:0810 057 605
84137901 |  | GNA5 10A 24-280VAC 90-280VAC SYN | No replacement | Please contact our technical support |  |  |  |  | Check with CRYDOM.Tel:0810 123 963.Fax:0810 057 605
84137902 |  | GNA5 10A 24-280VAC 18-36VAC/DC SYN | No replacement | Please contact our technical support |  |  |  |  | Check with CRYDOM.Tel:0810 123 963.Fax:0810 057 605
84137910 |  | GNA5 25A 24-280VAC 3-32VDC SYN | No replacement | Please contact our technical support |  |  |  |  | Check with CRYDOM.Tel:0810 123 963.Fax:0810 057 605
84137911 |  | GNA5 25A 24-280VAC 90-280VAC SYN | No replacement | Please contact our technical support |  |  |  |  | Check with CRYDOM.Tel:0810 123 963.Fax:0810 057 605
84137912 |  | GNA5 25A 24-280VAC 18-36VAC SYN | No replacement | Please contact our technical support |  |  |  |  | Check with CRYDOM.Tel:0810 123 963.Fax:0810 057 605
84137950 |  | GNA5 40A 24-380VAC 3-32VDC SYN | No replacement | Please contact our technical support |  |  |  |  | Check with CRYDOM.Tel:0810 123 963.Fax:0810 057 605
84137951 |  | GNA5 40A 24-280VAC 90-280VAC SYN | No replacement | Please contact our technical support |  |  |  |  | Check with CRYDOM.Tel:0810 123 963.Fax:0810 057 605
84137952 |  | GNA5 40A 24-380VAC 18-36VAC/DC SYN | No replacement | Please contact our technical support |  |  |  |  | Check with CRYDOM.Tel:0810 123 963.Fax:0810 057 605
84138000 |  | RHP CONTACTEUR 20A 240VAC 4-32VDC | No replacement | Please contact our technical support |  |  |  |  | Check with CRYDOM.Tel:0810 123 963.Fax:0810 057 605
84138001 |  | RHP CONTACT. 20A 240VAC 76-260VAC | No replacement | Please contact our technical support |  |  |  |  | Check with CRYDOM.Tel:0810 123 963.Fax:0810 057 605
84138002 |  | RHP CONTACTEUR 20A 240VAC 18-36VAC | No replacement | Please contact our technical support |  |  |  |  | Check with CRYDOM.Tel:0810 123 963.Fax:0810 057 605
84138101 |  | RHP TELERUP. 20A 240VAC 76-260VAC | No replacement | Please contact our technical support |  |  |  |  | Check with CRYDOM.Tel:0810 123 963.Fax:0810 057 605
84138201 |  | RHP JOUR/NUIT 20A 240VAC 76-260VAC | No replacement | Please contact our technical support |  |  |  |  | Check with CRYDOM.Tel:0810 123 963.Fax:0810 057 605
84140000 |  | GN DUAL2x25A 24-280VAC/4-15VDC SYN | No replacement | Please contact our technical support |  |  |  |  | Check with CRYDOM.Tel:0810 123 963.Fax:0810 057 605
84140003 |  | GN DUAL2x25A 24-280VAC/4-15VDC SYN | No replacement | Please contact our technical support |  |  |  |  | Check with CRYDOM.Tel:0810 123 963.Fax:0810 057 605
84140010 |  | GN DUAL2x25A 24-280VAC/17-32VDC SYN | No replacement | Please contact our technical support |  |  |  |  | Check with CRYDOM.Tel:0810 123 963.Fax:0810 057 605
84140013 |  | GN DUAL2x25A 24-280VAC/17-32VDC SYN | No replacement | Please contact our technical support |  |  |  |  | Check with CRYDOM.Tel:0810 123 963.Fax:0810 057 605
84140100 |  | GN DUAL2x25A 24-280VAC/4-15VDC ASYN | No replacement | Please contact our technical support |  |  |  |  | Check with CRYDOM.Tel:0810 123 963.Fax:0810 057 605
84140103 |  | GN DUAL2x25A 24-280VAC/4-15VDC ASYN | No replacement | Please contact our technical support |  |  |  |  | Check with CRYDOM.Tel:0810 123 963.Fax:0810 057 605
84140110 |  | GN DUAL2x25A 24-280VAC/17-32VDC ASYN | No replacement | Please contact our technical support |  |  |  |  | Check with CRYDOM.Tel:0810 123 963.Fax:0810 057 605
84140113 |  | GN DUAL2x25A 24-280VAC/17-32VDC ASYN | No replacement | Please contact our technical support |  |  |  |  | Check with CRYDOM.Tel:0810 123 963.Fax:0810 057 605
84140200 |  | GN DUAL2x40A 24-280VAC/4-15VDC SYN | No replacement | Please contact our technical support |  |  |  |  | Check with CRYDOM.Tel:0810 123 963.Fax:0810 057 605
84140203 |  | GN DUAL2x40A 24-280VAC/4-15VDC SYN | No replacement | Please contact our technical support |  |  |  |  | Check with CRYDOM.Tel:0810 123 963.Fax:0810 057 605
84140210 |  | GN DUAL2x40A 24-280VAC/17-32VDC SYN | No replacement | Please contact our technical support |  |  |  |  | Check with CRYDOM.Tel:0810 123 963.Fax:0810 057 605
84140213 |  | GN DUAL2x40A 24-280VAC/17-32VDC SYN | No replacement | Please contact our technical support |  |  |  |  | Check with CRYDOM.Tel:0810 123 963.Fax:0810 057 605
84140300 |  | GN DUAL2x40A 24-280VAC/4-15VDC ASYN | No replacement | Please contact our technical support |  |  |  |  | Check with CRYDOM.Tel:0810 123 963.Fax:0810 057 605
84140303 |  | GN DUAL2x40A 24-280VAC/4-15VDC ASYN | No replacement | Please contact our technical support |  |  |  |  | Check with CRYDOM.Tel:0810 123 963.Fax:0810 057 605
84140310 |  | GN DUAL2x40A 24-280VAC/17-32VDC ASYN | No replacement | Please contact our technical support |  |  |  |  | Check with CRYDOM.Tel:0810 123 963.Fax:0810 057 605
84140313 |  | GN DUAL2x40A 24-280VAC/17-32VDC ASYN | No replacement | Please contact our technical support |  |  |  |  | Check with CRYDOM.Tel:0810 123 963.Fax:0810 057 605
84140500 |  | GN DUAL2x25A 48-660VAC/4-15VDC SYN | No replacement | Please contact our technical support |  |  |  |  | Check with CRYDOM.Tel:0810 123 963.Fax:0810 057 605
84140501 |  | GN DUAL2x25A 48-660VAC/4-15VDC ASYN | No replacement | Please contact our technical support |  |  |  |  | Check with CRYDOM.Tel:0810 123 963.Fax:0810 057 605
84140503 |  | GN DUAL2x25A 48-660VAC/4-15VDC SYN | No replacement | Please contact our technical support |  |  |  |  | Check with CRYDOM.Tel:0810 123 963.Fax:0810 057 605
84140510 |  | GN DUAL2x25A 48-660VAC/17-32VDC SYN | No replacement | Please contact our technical support |  |  |  |  | Check with CRYDOM.Tel:0810 123 963.Fax:0810 057 605
84140511 |  | GN DUAL2x25A 48-660VAC/17-32VDC ASYN | No replacement | Please contact our technical support |  |  |  |  | Check with CRYDOM.Tel:0810 123 963.Fax:0810 057 605
84140513 |  | GN DUAL2x25A 48-660VAC/17-32VDC SYN | No replacement | Please contact our technical support |  |  |  |  | Check with CRYDOM.Tel:0810 123 963.Fax:0810 057 605
84140530 |  | GN DUAL2x25A 48-660VAC/4-15VDC ASYN | No replacement | Please contact our technical support |  |  |  |  | Check with CRYDOM.Tel:0810 123 963.Fax:0810 057 605
84140531 |  | GN DUAL2x25A 48-660VAC/17-32VDC ASYN | No replacement | Please contact our technical support |  |  |  |  | Check with CRYDOM.Tel:0810 123 963.Fax:0810 057 605
84140600 |  | GN DUAL2x40A 48-660VAC/4-15VDC SYN | No replacement | Please contact our technical support |  |  |  |  | Check with CRYDOM.Tel:0810 123 963.Fax:0810 057 605
84140601 |  | GN DUAL2x40A 48-660VAC/17-32VDC ASYN | No replacement | Please contact our technical support |  |  |  |  | Check with CRYDOM.Tel:0810 123 963.Fax:0810 057 605
84140603 |  | GN DUAL2x40A 48-660VAC/4-15VDC SYN | No replacement | Please contact our technical support |  |  |  |  | Check with CRYDOM.Tel:0810 123 963.Fax:0810 057 605
84140610 |  | GN DUAL2x40A 48-660VAC/17-32VDC SYN | No replacement | Please contact our technical support |  |  |  |  | Check with CRYDOM.Tel:0810 123 963.Fax:0810 057 605
84140611 |  | GN DUAL2x40A 48-660VAC/17-32VDC ASYN | No replacement | Please contact our technical support |  |  |  |  | Check with CRYDOM.Tel:0810 123 963.Fax:0810 057 605
84140613 |  | GN DUAL2x40A 48-660VAC/17-32VDC SYN | No replacement | Please contact our technical support |  |  |  |  | Check with CRYDOM.Tel:0810 123 963.Fax:0810 057 605
84140630 |  | GN DUAL2x40A 48-660VAC/4-15VDC ASYN | No replacement | Please contact our technical support |  |  |  |  | Check with CRYDOM.Tel:0810 123 963.Fax:0810 057 605
84140631 |  | GN DUAL2x40A 48-660VAC/17-32VDC ASYN | No replacement | Please contact our technical support |  |  |  |  | Check with CRYDOM.Tel:0810 123 963.Fax:0810 057 605
84140800 |  | GN DUAL2x25A 24-280VAC/4-15VDC SYN | No replacement | Please contact our technical support |  |  |  |  | Check with CRYDOM.Tel:0810 123 963.Fax:0810 057 605
84140801 |  | GN DUAL2x25A 24-280VAC/4-15VDC ASYN | No replacement | Please contact our technical support |  |  |  |  | Check with CRYDOM.Tel:0810 123 963.Fax:0810 057 605
84140810 |  | GN DUAL2x25A 24-280VAC/17-32VDC SYN | No replacement | Please contact our technical support |  |  |  |  | Check with CRYDOM.Tel:0810 123 963.Fax:0810 057 605
84140811 |  | GN DUAL2x25A 24-280VAC/17-32VDC ASYN | No replacement | Please contact our technical support |  |  |  |  | Check with CRYDOM.Tel:0810 123 963.Fax:0810 057 605
84140900 |  | GN DUAL2x40A 24-280VAC/4-15VDC SYN | No replacement | Please contact our technical support |  |  |  |  | Check with CRYDOM.Tel:0810 123 963.Fax:0810 057 605
84140901 |  | GN DUAL2x40A 24-280VAC/4-15VDC ASYN | No replacement | Please contact our technical support |  |  |  |  | Check with CRYDOM.Tel:0810 123 963.Fax:0810 057 605
84140910 |  | GN DUAL2x40A 24-280VAC/17-32VDC SYN | No replacement | Please contact our technical support |  |  |  |  | Check with CRYDOM.Tel:0810 123 963.Fax:0810 057 605
84140911 |  | GN DUAL2x40A 24-280VAC/17-32VDC ASYN | No replacement | Please contact our technical support |  |  |  |  | Check with CRYDOM.Tel:0810 123 963.Fax:0810 057 605
84870601 |  | F2N 24A | No replacement | Please contact our technical support
84870602 |  | F2N 48A | No replacement | Please contact our technical support
84870603 |  | F2N 120A | No replacement | Please contact our technical support
84870604 |  | F2N 230A | No replacement | Please contact our technical support
84873002 |  | EWS3 3X230VAC | No replacement | Please contact our technical support |  |  |  |  | Check with MWS2 84 873 021 (2relais)
84873003 |  | EWS3 3X400VAC | No replacement | Please contact our technical support |  |  |  |  | Check with MWS2 84 873 021 (2relais)
84873016 |  | FW 3 X 575VAC | No replacement | Please contact our technical support
84873100 |  | F3I | No replacement | Please contact our technical support |  |  |  |  | Check with fournisseur FANOX
84873101 |  | F3IT | No replacement | Please contact our technical support |  |  |  |  | Check with fournisseur FANOX
84873102 |  | FWIT | No replacement | Please contact our technical support |  |  |  |  | Check with fournisseur FANOX
84873103 |  | F3IA-120VAC | No replacement | Please contact our technical support |  |  |  |  | Check with fournisseur FANOX
84873104 |  | FWIT-120VAC | No replacement | Please contact our technical support |  |  |  |  | Check with fournisseur FANOX
84873400 |  | FFP 230 VAC | No replacement | Please contact our technical support |  |  |  |  | Check with HPC (84 874 200) techno différente
84873401 |  | FFP 400 VAC | No replacement | Please contact our technical support |  |  |  |  | Check with HPC (84 874 200) techno différente
84873402 |  | FFP 440 VAC | No replacement | Please contact our technical support |  |  |  |  | Check with HPC (84 874 200) techno différente
84873403 |  | FFP 480 VAC | No replacement | Please contact our technical support |  |  |  |  | Check with HPC (84 874 200) techno différente
84873404 |  | FFP 575 VAC | No replacement | Please contact our technical support |  |  |  |  | Check with HPC (84 874 200) techno différente
84873501 |  | EWA2 230VAC | No replacement | Please contact our technical support
84873511 |  | EW2 230VAC | No replacement | Please contact our technical support
84877001 |  | PKR 240A H | No replacement | Please contact our technical support
84877003 |  | PKR 220A H | No replacement | Please contact our technical support
84877005 |  | PKR 110A H | No replacement | Please contact our technical support
84886006 |  | VAT20 | No replacement | Please contact our technical support |  |  |  |  | Check with DAMAC
84886007 |  | VAT5 | No replacement | Please contact our technical support |  |  |  |  | Check with DAMAC
84886008 |  | VAT10X1 | No replacement | Please contact our technical support |  |  |  |  | Check with DAMAC
84886009 |  | VAT10 | No replacement | Please contact our technical support |  |  |  |  | Check with DAMAC
84886019 |  | VRT300 FAN SPEED | No replacement | Please contact our technical support
84886020 |  | VRT 302 | No replacement | Please contact our technical support
84886021 |  | VRT 302 MEGA HISSOTTO | No replacement | Please contact our technical support
84890000 |  | LNR 2 240 A STANDARD | No replacement | Please contact our technical support |  |  |  |  | Check with HNM (84 870 700) NON EMBROCHABLE
84890018 |  | DNR 2 400 A STANDARD | No replacement | Please contact our technical support
84890022 |  | LNR2 24 VAC | No replacement | Please contact our technical support |  |  |  |  | Check with HNM (84 870 700) NON EMBROCHABLE
84890024 |  | LNR2 48 VAC | No replacement | Please contact our technical support |  |  |  |  | Check with HNM (84 870 700) NON EMBROCHABLE
84890026 |  | LNR2 110 VAC | No replacement | Please contact our technical support |  |  |  |  | Check with HNM (84 870 700) NON EMBROCHABLE
84890027 |  | LNR2 230 VAC | No replacement | Please contact our technical support |  |  |  |  | Check with HNM (84 870 700) NON EMBROCHABLE
84890032 |  | PNR 2 24 A STANDARD | No replacement | Please contact our technical support |  |  |  |  | Check with HNM (84 870 700) NON EMBROCHABLE
84890036 |  | PNR 2 110A | No replacement | Please contact our technical support |  |  |  |  | Check with HNM (84 870 700) NON EMBROCHABLE
84890037 |  | PNR 2 230A STANDARD | No replacement | Please contact our technical support |  |  |  |  | Check with HNM (84 870 700) NON EMBROCHABLE
84890042 |  | NNR24V (DNR boitier nu) | No replacement | Please contact our technical support |  |  |  |  | Check with HNM (84 870 700)
84890047 |  | NNR 230A (DNR boitier nu) | No replacement | Please contact our technical support |  |  |  |  | Check with HNM (84 870 700)
84890100 |  | LNRT 2 240A 50/60HZ STD | No replacement | Please contact our technical support |  |  |  |  | Check with HNM (84 870 700) NON EMBROCHABLE
84890122 |  | LNRT 2 24A | No replacement | Please contact our technical support |  |  |  |  | Check with HNM (84 870 700) NON EMBROCHABLE
84890124 |  | LNRT2 48 VAC | No replacement | Please contact our technical support |  |  |  |  | Check with HNM (84 870 700) NON EMBROCHABLE
84890127 |  | LNRT2 230 VAC | No replacement | Please contact our technical support |  |  |  |  | Check with HNM (84 870 700) NON EMBROCHABLE
84890136 |  | PNRT 2 110A | No replacement | Please contact our technical support |  |  |  |  | Check with HNM (84 870 700) NON EMBROCHABLE
84890137 |  | PNRT 2 230A | No replacement | Please contact our technical support |  |  |  |  | Check with HNM (84 870 700) NON EMBROCHABLE
84890227 |  | LNR 2 230 A HS | No replacement | Please contact our technical support | 84870700 | HNM modulaire 35mm |  |  | Check with HNM (84 870 700) NON EMBROCHABLE
84890322 |  | LNR 2 24 A LS | No replacement | Please contact our technical support |  |  |  |  | Check with HNM (84 870 700) NON EMBROCHABLE
84890327 |  | LNR 2 230 A LS | No replacement | Please contact our technical support |  |  |  |  | Check with HNM (84 870 700) NON EMBROCHABLE
84891062 |  | LUFR 2 230/24A | No replacement | Please contact our technical support |  |  |  |  | Check with H3US (84 873 220) NON EMBROCHABLE
84891066 |  | LUFR 2 230/110A | No replacement | Please contact our technical support |  |  |  |  | Check with H3US (84 873 220) NON EMBROCHABLE
84891067 |  | LUFR 2 230/230A-240A | No replacement | Please contact our technical support |  |  |  |  | Check with H3US (84 873 220) NON EMBROCHABLE
84891068 |  | LUFR 2 230/400A | No replacement | Please contact our technical support |  |  |  |  | Check with H3US (84 873 220) NON EMBROCHABLE
84891076 |  | LUFR 2 400/110A | No replacement | Please contact our technical support |  |  |  |  | Check with H3US (84 873 220) NON EMBROCHABLE
84891077 |  | LUFR 2 400/230A-240A | No replacement | Please contact our technical support |  |  |  |  | Check with H3US (84 873 220) NON EMBROCHABLE
84891078 |  | LUFR 2 400/400A | No replacement | Please contact our technical support |  |  |  |  | Check with H3US (84 873 220) NON EMBROCHABLE
84891079 |  | LUFR 2 380/380A | No replacement | Please contact our technical support |  |  |  |  | Check with H3US (84 873 220) NON EMBROCHABLE
84891082 |  | LUFR 2 440/24A | No replacement | Please contact our technical support |  |  |  |  | Check with H3US (84 873 220) NON EMBROCHABLE
84891087 |  | LUFR 2 440/230A-240A | No replacement | Please contact our technical support |  |  |  |  | Check with H3US (84 873 220) NON EMBROCHABLE
84891089 |  | LUFR 2 440/440A | No replacement | Please contact our technical support |  |  |  |  | Check with H3US (84 873 220) NON EMBROCHABLE
84891162 |  | LUFRN2 230X24A | No replacement | Please contact our technical support |  |  |  |  | Check with H3USN (84 873 221) NON EMBROCHABLE
84891167 |  | LUFRN2 230/230A | No replacement | Please contact our technical support |  |  |  |  | Check with H3USN (84 873 221) NON EMBROCHABLE
84891177 |  | LUFRN 2 400/230A-240A | No replacement | Please contact our technical support |  |  |  |  | Check with H3USN (84 873 221) NON EMBROCHABLE
84891178 |  | LUFRN 2 400/400A | No replacement | Please contact our technical support |  |  |  |  | Check with H3USN (84 873 221) NON EMBROCHABLE
84891182 |  | LUFRN 2 440/24A | No replacement | Please contact our technical support |  |  |  |  | Check with H3USN (84 873 221) NON EMBROCHABLE
84892001 |  | PWR2 3X380 VAC/380 VAC | No replacement | Please contact our technical support |  |  |  |  | Check with H3USN (84 873 221) NON EMBROCHABLE
84892065 |  | LWR2 3X110VAC/110VAC | No replacement | Please contact our technical support |  |  |  |  | Check with MWU (84 873 023) NON EMBROCHABLE
84892072 |  | LWR2 3X400 VAC/24 VAC | No replacement | Please contact our technical support |  |  |  |  | Check with MWU (84 873 023) NON EMBROCHABLE
84892077 |  | LWR2 3X400 VAC/230 VAC | No replacement | Please contact our technical support |  |  |  |  | Check with MWU (84 873 023) NON EMBROCHABLE
84892078 |  | LWR2 3X400 VAC/400 VAC | No replacement | Please contact our technical support |  |  |  |  | Check with MWU (84 873 023) NON EMBROCHABLE
84892170 |  | LWRA 2 3X400 VAC | No replacement | Please contact our technical support |  |  |  |  | Check with MWA (84 873 024) NON EMBROCHABLE
84892180 |  | LWRA 2 3X440 VAC | No replacement | Please contact our technical support |  |  |  |  | Check with MWA (84 873 024) NON EMBROCHABLE
84892280 |  | LWRS 2 200-500 A | No replacement | Please contact our technical support |  |  |  |  | Check with MWG (84 873 022) NON EMBROCHABLE
84892430 |  | DFW FILTRE | No replacement | Please contact our technical support
84892720 |  | PWRS2 200-500A | No replacement | Please contact our technical support |  |  |  |  | Check with MWG (84 873 022) NON EMBROCHABLE
84892767 |  | PWR2 3X230 VAC/230 VAC | No replacement | Please contact our technical support |  |  |  |  | Check with MWU (84 873 023) NON EMBROCHABLE
84892768 |  | PWR2 3X380VAC /230 VAC | No replacement | Please contact our technical support |  |  |  |  | Check with MWU (84 873 023) NON EMBROCHABLE
84892772 |  | PWR2 3X400 VAC/24 VAC | No replacement | Please contact our technical support |  |  |  |  | Check with MWU (84 873 023) NON EMBROCHABLE
84892778 |  | PWR2 3X400 VAC/400 VAC | No replacement | Please contact our technical support |  |  |  |  | Check with MWU (84 873 023) NON EMBROCHABLE
84893021 |  | LSR 2 12 D | No replacement | Please contact our technical support |  |  |  |  | Check with MUS (84 872 140) NON EMBROCHABLE
84893025 |  | LSR 2 20-80 | No replacement | Please contact our technical support |  |  |  |  | Check with MUS (84 872 141) NON EMBROCHABLE
84893026 |  | LSR 2 90-270 | No replacement | Please contact our technical support |  |  |  |  | Check with MUS (84 872 142) NON EMBROCHABLE
84893035 |  | PSR 2 20-80 | No replacement | Please contact our technical support |  |  |  |  | Check with MUS (84 872 141) NON EMBROCHABLE
84893036 |  | PSR 2 90-270 | No replacement | Please contact our technical support |  |  |  |  | Check with MUS (84 872 142) NON EMBROCHABLE
84893071 |  | LSR D2 12D | No replacement | Please contact our technical support |  |  |  |  | Check with MUS (84 872 140) NON EMBROCHABLE
84893075 |  | LSR D2 20-80 | No replacement | Please contact our technical support |  |  |  |  | Check with MUS (84 872 141) NON EMBROCHABLE
84893076 |  | LSR D2 90-270 | No replacement | Please contact our technical support |  |  |  |  | Check with MUS (84 872 142) NON EMBROCHABLE
84893102 |  | C1U 24 V cc | No replacement | Please contact our technical support |  |  |  |  | Check with HUL (84 872 120) / HUH (84 872 130)
84893103 |  | C1U 24 Vac | No replacement | Please contact our technical support |  |  |  |  | Check with HUL (84 872 120) / HUH (84 872 130)
84893106 |  | C1U 110 Vac | No replacement | Please contact our technical support |  |  |  |  | Check with HUL (84 872 120) / HUH (84 872 130)
84893107 |  | C1U 230 Vac | No replacement | Please contact our technical support |  |  |  |  | Check with HUL (84 872 120) / HUH (84 872 130)
84893110 |  | DUR 2 240A 50/60 HZ | No replacement | Please contact our technical support |  |  |  |  | Check with HUL (84 872 120) / HUH (84 872 130)
84893112 |  | DUR 2 24D | No replacement | Please contact our technical support |  |  |  |  | Check with HUL (84 872 120) / HUH (84 872 130)
84893113 |  | DUR 2 24A 50/60 HZ | No replacement | Please contact our technical support |  |  |  |  | Check with HUL (84 872 120) / HUH (84 872 130)
84893115 |  | DUR 2 48A 50/60HZ | No replacement | Please contact our technical support |  |  |  |  | Check with HUL (84 872 120) / HUH (84 872 130)
84893116 |  | DUR 2 110A 50/60 HZ | No replacement | Please contact our technical support |  |  |  |  | Check with HUL (84 872 120) / HUH (84 872 130)
84893117 |  | DUR 2 230A-240A | No replacement | Please contact our technical support |  |  |  |  | Check with HUL (84 872 120) / HUH (84 872 130)
84893122 |  | LUR 2 24D | No replacement | Please contact our technical support |  |  |  |  | Check with HUL (84 872 120) / HUH (84 872 130) NON EMBROCHABLE
84893123 |  | LUR 2 24A 50/60 HZ | No replacement | Please contact our technical support |  |  |  |  | Check with HUL (84 872 120) / HUH (84 872 130) NON EMBROCHABLE
84893126 |  | LUR 2 110A 50/60 HZ | No replacement | Please contact our technical support |  |  |  |  | Check with HUL (84 872 120) / HUH (84 872 130) NON EMBROCHABLE
84893127 |  | LUR 2 230A-240A | No replacement | Please contact our technical support |  |  |  |  | Check with HUL (84 872 120) / HUH (84 872 130) NON EMBROCHABLE
84893162 |  | DURD 2 24D | No replacement | Please contact our technical support |  |  |  |  | Check with HUL (84 872 120) / HUH (84 872 130)
84893163 |  | DURD 2 24A 50/60 HZ | No replacement | Please contact our technical support |  |  |  |  | Check with HUL (84 872 120) / HUH (84 872 130)
84893166 |  | DURD 2 110A 50/60 HZ | No replacement | Please contact our technical support |  |  |  |  | Check with HUL (84 872 120) / HUH (84 872 130)
84893167 |  | DURD 2 230A-240A | No replacement | Please contact our technical support |  |  |  |  | Check with HUL (84 872 120) / HUH (84 872 130)
84893172 |  | LURD 2 24D | No replacement | Please contact our technical support |  |  |  |  | Check with HUL (84 872 120) / HUH (84 872 130) NON EMBROCHABLE
84893177 |  | LURD 2 230A-240A | No replacement | Please contact our technical support |  |  |  |  | Check with HUL (84 872 120) / HUH (84 872 130) NON EMBROCHABLE
84893201 |  | GRANIRT 115A UL | No replacement | Please contact our technical support |  |  |  |  | Check with HIL (84 871 120) / HIH (84 871 130)
84893202 |  | C1I 24 V cc | No replacement | Please contact our technical support |  |  |  |  | Check with HIL (84 871 120) / HIH (84 871 130)
84893203 |  | C1I 24 Vac | No replacement | Please contact our technical support |  |  |  |  | Check with HIL (84 871 120) / HIH (84 871 130)
84893205 |  | C1I 48 Vac | No replacement | Please contact our technical support |  |  |  |  | Check with HIL (84 871 120) / HIH (84 871 130)
84893206 |  | C1I 110 Vac | No replacement | Please contact our technical support |  |  |  |  | Check with HIL (84 871 120) / HIH (84 871 130)
84893207 |  | C1I 230 Vac | No replacement | Please contact our technical support |  |  |  |  | Check with HIL (84 871 120) / HIH (84 871 130)
84893212 |  | DIRT 2 24 D | No replacement | Please contact our technical support |  |  |  |  | Check with HIL (84 871 120) / HIH (84 871 130)
84893213 |  | DIRT 2 24 A 50/60HZ | No replacement | Please contact our technical support |  |  |  |  | Check with HIL (84 871 120) / HIH (84 871 130)
84893214 |  | DIRT2 48D | No replacement | Please contact our technical support |  |  |  |  | Check with HIL (84 871 120) / HIH (84 871 130)
84893215 |  | DIRT 2 48 A 50/60HZ | No replacement | Please contact our technical support |  |  |  |  | Check with HIL (84 871 120) / HIH (84 871 130)
84893216 |  | DIRT 2 110 A 50/60HZ | No replacement | Please contact our technical support |  |  |  |  | Check with HIL (84 871 120) / HIH (84 871 130)
84893217 |  | DIRT 2 230A-240A | No replacement | Please contact our technical support |  |  |  |  | Check with HIL (84 871 120) / HIH (84 871 130)
84893218 |  | DIRT 2 400A | No replacement | Please contact our technical support |  |  |  |  | Check with HIL (84 871 120) / HIH (84 871 130)
84893222 |  | LIRT 2 24 D | No replacement | Please contact our technical support |  |  |  |  | Check with HIL (84 871 120) / HIH (84 871 130) NON EMBROCHABLE
84893223 |  | LIRT 2 24 A 50/60HZ | No replacement | Please contact our technical support |  |  |  |  | Check with HIL (84 871 120) / HIH (84 871 130) NON EMBROCHABLE
84893225 |  | LIRT 2 48 A 50/60HZ | No replacement | Please contact our technical support |  |  |  |  | Check with HIL (84 871 120) / HIH (84 871 130) NON EMBROCHABLE
84893226 |  | LIRT 2 110 A 50/60HZ | No replacement | Please contact our technical support |  |  |  |  | Check with HIL (84 871 120) / HIH (84 871 130) NON EMBROCHABLE
84893227 |  | LIRT 2 230A-240A | No replacement | Please contact our technical support |  |  |  |  | Check with HIL (84 871 120) / HIH (84 871 130) NON EMBROCHABLE
84893228 |  | LIRT 2 400A | No replacement | Please contact our technical support |  |  |  |  | Check with HIL (84 871 120) / HIH (84 871 130) NON EMBROCHABLE
84893260 |  | DIRTD 2 240A 50/60HZ | No replacement | Please contact our technical support |  |  |  |  | Check with HIL (84 871 120) / HIH (84 871 130)
84893262 |  | DIRTD 2 24D | No replacement | Please contact our technical support |  |  |  |  | Check with HIL (84 871 120) / HIH (84 871 130)
84893263 |  | DIRTD 2 24A 50/60HZ | No replacement | Please contact our technical support |  |  |  |  | Check with HIL (84 871 120) / HIH (84 871 130)
84893265 |  | DIRTD 2 48A 50/60HZ | No replacement | Please contact our technical support |  |  |  |  | Check with HIL (84 871 120) / HIH (84 871 130)
84893266 |  | DIRTD 2 110A 50/60HZ | No replacement | Please contact our technical support |  |  |  |  | Check with HIL (84 871 120) / HIH (84 871 130)
84893267 |  | DIRTD 2 230A-240A | No replacement | Please contact our technical support |  |  |  |  | Check with HIL (84 871 120) / HIH (84 871 130)
84893268 |  | DIRTD 2 400A | No replacement | Please contact our technical support |  |  |  |  | Check with HIL (84 871 120) / HIH (84 871 130)
84893272 |  | LIRTD2 24D | No replacement | Please contact our technical support |  |  |  |  | Check with HIL (84 871 120) / HIH (84 871 130) NON EMBROCHABLE
84893273 |  | LIRTD 2 24A 50/60HZ | No replacement | Please contact our technical support |  |  |  |  | Check with HIL (84 871 120) / HIH (84 871 130) NON EMBROCHABLE
84893277 |  | LIRTD 2 230A-240A | No replacement | Please contact our technical support |  |  |  |  | Check with HIL (84 871 120) / HIH (84 871 130) NON EMBROCHABLE
84893318 |  | DIART 2 400A | No replacement | Please contact our technical support
84893321 |  | LIART 2 220A 50/60 HZ | No replacement | Please contact our technical support |  |  |  |  | EIT (84 871 044) 230VAC NON EMBROCHABLE
84893322 |  | LIART 2 24 D | No replacement | Please contact our technical support |  |  |  |  | EIT (84 871 040) 24VDC NON EMBROCHABLE
84893327 |  | LIART 2 230A | No replacement | Please contact our technical support |  |  |  |  | EIT (84 871 044) 230VAC NON EMBROCHABLE
84893377 |  | LIARTD 2 230A | No replacement | Please contact our technical support
84893416 |  | DIMRT 2 110A | No replacement | Please contact our technical support |  |  |  |  | Check with HIL (84 871 120)
84893417 |  | DIMRT 2 230A | No replacement | Please contact our technical support |  |  |  |  | Check with HIL (84 871 120)
84893427 |  | LIMRT 2 230A | No replacement | Please contact our technical support |  |  |  |  | Check with HIL (84 871 120)
84893513 |  | 24 Vac DMR2 | No replacement | Please contact our technical support |  |  |  |  | Check with HUL (84 872 120) ou HUH (84 872 130) pour contrôle de tension Check with HIL(84 871 120) ou HIH (84 871 130)pour contrôle de courant
84893515 |  | 48 Vac DMR2 | No replacement | Please contact our technical support |  |  |  |  | Check with HUL (84 872 120) ou HUH (84 872 130) pour contrôle de tension Check with HIL(84 871 120) ou HIH (84 871 130)pour contrôle de courant
84893516 |  | 110 Vac DMR2 | No replacement | Please contact our technical support |  |  |  |  | Check with HUL (84 872 120) ou HUH (84 872 130) pour contrôle de tension Check with HIL(84 871 120) ou HIH (84 871 130)pour contrôle de courant
84893517 |  | 230 Vac DMR2 | No replacement | Please contact our technical support |  |  |  |  | Check with HUL (84 872 120) ou HUH (84 872 130) pour contrôle de tension Check with HIL(84 871 120) ou HIH (84 871 130)pour contrôle de courant
84893527 |  | 230 Vac LMR2 | No replacement | Please contact our technical support |  |  |  |  | Check with HUL (84 872 120) ou HUH (84 872 130) pour contrôle de tension Check with HIL(84 871 120) ou HIH (84 871 130)pour contrôle de courant
84893643 |  | 24 Vac FMR | No replacement | Please contact our technical support |  |  |  |  | Check with HUL (84 872 120) ou HUH (84 872 130) pour contrôle de tension Check with HIL(84 871 120) ou HIH (84 871 130)pour contrôle de courant
84893646 |  | 110 Vac FMR | No replacement | Please contact our technical support |  |  |  |  | Check with HUL (84 872 120) ou HUH (84 872 130) pour contrôle de tension Check with HIL(84 871 120) ou HIH (84 871 130)pour contrôle de courant
84893647 |  | 220 Vac FMR | No replacement | Please contact our technical support |  |  |  |  | Check with HUL (84 872 120) ou HUH (84 872 130) pour contrôle de tension Check with HIL(84 871 120) ou HIH (84 871 130)pour contrôle de courant
84893693 |  | 24 Vac FMRI | No replacement | Please contact our technical support |  |  |  |  | Check with HUL (84 872 120) ou HUH (84 872 130) pour contrôle de tension Check with HIL(84 871 120) ou HIH (84 871 130)pour contrôle de courant
84893696 |  | 110 Vac FMRI | No replacement | Please contact our technical support |  |  |  |  | Check with HUL (84 872 120) ou HUH (84 872 130) pour contrôle de tension Check with HIL(84 871 120) ou HIH (84 871 130)pour contrôle de courant
84893697 |  | 220 Vac FMRI | No replacement | Please contact our technical support |  |  |  |  | Check with HUL (84 872 120) ou HUH (84 872 130) pour contrôle de tension Check with HIL(84 871 120) ou HIH (84 871 130)pour contrôle de courant
84893725 |  | LSFRT 2 20-80 | No replacement | Please contact our technical support |  |  |  |  | Check with MUSF (84 872 151) NON EMBROCHABLE
84893726 |  | LSFRT 2 90-270 | No replacement | Please contact our technical support |  |  |  |  | Check with MUSF (84 872 152) NON EMBROCHABLE
84893839 |  | DIRT2 240A | No replacement | Please contact our technical support |  |  |  |  | Check with HIL (84 871 120) / HIH (84 871 130)
84893840 |  | DIRT2 110A NHP | No replacement | Please contact our technical support |  |  |  |  | Check with HIL (84 871 120) / HIH (84 871 130)
84893843 |  | GRANUR2 SP9607 | No replacement | Please contact our technical support |  |  |  |  | Check with HUL (84 872 120) / HUH (84 872 130)
84893844 |  | GRANIRT2 SP9608 | No replacement | Please contact our technical support |  |  |  |  | Check with HIL (84 871 120) / HIH (84 871 130)
84894102 |  | CR 24 Vac | No replacement | Please contact our technical support |  |  |  |  | Check with HSV (84 874 320)OU CTR48 suivant tension (tachymetre)
84894104 |  | CR 48 Vac | No replacement | Please contact our technical support |  |  |  |  | Check with HSV (84 874 320)OU CTR48 suivant tension (tachymetre)
84894106 |  | CR 110Vac | No replacement | Please contact our technical support |  |  |  |  | Check with HSV (84 874 320)OU CTR48 suivant tension (tachymetre)
84894107 |  | CR 230Vac | No replacement | Please contact our technical support |  |  |  |  | Check with HSV (84 874 320)OU CTR48 suivant tension (tachymetre)
84894112 |  | DVR2 24VAC | No replacement | Please contact our technical support |  |  |  |  | Check with HSV (84 874 320)OU CTR48 suivant tension (tachymetre)
84894113 |  | DVR2 24V DC | No replacement | Please contact our technical support |  |  |  |  | Check with HSV (84 874 320)OU CTR48 suivant tension (tachymetre)
84894114 |  | DVR2 48V AC | No replacement | Please contact our technical support |  |  |  |  | Check with HSV (84 874 320)OU CTR48 suivant tension (tachymetre)
84894116 |  | DVR2 110V AC | No replacement | Please contact our technical support |  |  |  |  | Check with HSV (84 874 320)OU CTR48 suivant tension (tachymetre)
84894117 |  | DVR2 230V AC | No replacement | Please contact our technical support |  |  |  |  | Check with HSV (84 874 320)OU CTR48 suivant tension (tachymetre)
84894118 |  | DVR2 240 AC | No replacement | Please contact our technical support |  |  |  |  | Check with HSV (84 874 320)OU CTR48 suivant tension (tachymetre)
84894222 |  | LVLR 2 24 A | No replacement | Please contact our technical support |  |  |  |  | Check with HSV (84 874 320) NON EMBROCHABLE
84894223 |  | LVLR 2 24 D | No replacement | Please contact our technical support |  |  |  |  | Check with HSV (84 874 320) NON EMBROCHABLE
84894224 |  | LVLR 2 48A | No replacement | Please contact our technical support |  |  |  |  | Check with HSV (84 874 320) NON EMBROCHABLE
84894226 |  | LVLR 2 110 A | No replacement | Please contact our technical support |  |  |  |  | Check with HSV (84 874 320) NON EMBROCHABLE
84894227 |  | LVLR 2 230 A | No replacement | Please contact our technical support |  |  |  |  | Check with HSV (84 874 320) NON EMBROCHABLE
84895027 |  | LPMR 2 230A | No replacement | Please contact our technical support |  |  |  |  | Check with HSV (84 874 320) NON EMBROCHABLE
84895127 |  | LPMR 2 SP2 230A | No replacement | Please contact our technical support |  |  |  |  | Check with HSV (84 874 320) NON EMBROCHABLE
84895209 |  | CFP 380.415 VAC | No replacement | Please contact our technical support
84895219 |  | DTR 2 380-415A/220-240 A | No replacement | Please contact our technical support
84895229 |  | LTR 2 380-415A/220-240 A | No replacement | Please contact our technical support
84895333 |  | TIDR 24 | No replacement | Please contact our technical support
84895335 |  | TIDR 48 | No replacement | Please contact our technical support
84895336 |  | TIDR 110A | No replacement | Please contact our technical support
84895337 |  | TIDR 220A/240A | No replacement | Please contact our technical support
84895430 |  | TDA | No replacement | Please contact our technical support
84895530 |  | TDC | No replacement | Please contact our technical support
84895644 |  | FCIAR24/48 | No replacement | Please contact our technical support
84895648 |  | FCIAR110/220 | No replacement | Please contact our technical support
84895743 |  | FCIDR24VCC | No replacement | Please contact our technical support
84895745 |  | FCIDR48VCC | No replacement | Please contact our technical support
84895746 |  | FCIDR110VCC | No replacement | Please contact our technical support
84895811 |  | LSW2 HELIOS SWE 0065 | No replacement | Please contact our technical support
84895844 |  | FCIMR24/48 | No replacement | Please contact our technical support
84895848 |  | FCIMR110/220 | No replacement | Please contact our technical support
85100033 |  | "KNA3" 48VAC | No replacement | Please contact our technical support |  |  |  |  | Pas de solution en 48VAC .Check with with tension disponible
85100037 |  | KNA3-XS 40-260VUC | No replacement | Please contact our technical support |  |  |  |  | Check with suivant tension 85 102 034 (110VAC ou 85 102 035 230VAC) si 1 canal Check with suivant tension 85 102 434 (110VAC ou 85 102 435 230VAC) si 2 canaux
85100051 |  | "KNA5" 24VDC | No replacement | Please contact our technical support
85100052 |  | "KNA5" 24VAC | No replacement | Please contact our technical support
85100053 |  | "KNA5" 48VAC | No replacement | Please contact our technical support
85100054 |  | "KNA5" 110VAC | No replacement | Please contact our technical support
85100055 |  | "KNA5" 230VAC | No replacement | Please contact our technical support
85100123 |  | KNA2U 48VAC | No replacement | Please contact our technical support
85100131 |  | KZH3 80MS 24VDC | No replacement | Please contact our technical support
85100132 |  | KZH3 80MS 24VAC | No replacement | Please contact our technical support
85100133 |  | KZH3 80MS 48VAC | No replacement | Please contact our technical support
85100134 |  | KZH3 80MS 115VAC | No replacement | Please contact our technical support |  |  |  |  | Proposer 85 102 631 (KZH3-YS) + 85 102 208 (KPS0-YS)
85100135 |  | KZH3 80MS 230VAC | No replacement | Please contact our technical support |  |  |  |  | Proposer 85 102 631 (KZH3-YS) + 85 102 208 (KPS0-YS)
85100231 |  | KZH3 24VDC | No replacement | Please contact our technical support |  |  |  |  | Check with KZH2-YS (85 102 621) 2 cont, ou KZH3-YS (85 102 631 OU 85 102 632)
85100232 |  | KZH3 24VAC | No replacement | Please contact our technical support |  |  |  |  | Check with KZH2-YS (85 102 621) 2 cont, ou KZH3-YS (85 102 631 OU 85 102 632)
85100233 |  | KZH3 48VAC | No replacement | Please contact our technical support
85100234 |  | KZH3 115VAC | No replacement | Please contact our technical support |  |  |  |  | Proposer 85 102 631 (KZH3-YS) + 85 102 208 (KPS0-YS)
85100235 |  | KZH3 230VAC | No replacement | Please contact our technical support |  |  |  |  | Proposer 85 102 631 (KZH3-YS) + 85 102 208 (KPS0-YS)
85100291 |  | KSP PUPITRE BIMA.METAL | No replacement | Please contact our technical support
85100292 |  | PIED POUR PUPITRE KSP | No replacement | Please contact our technical support
85100293 |  | KSP PUPITRE BIMA. | No replacement | Please contact our technical support
85100313 |  | KSW 48VAC | No replacement | Please contact our technical support
85100326 |  | KSW2-RS 24VUC | No replacement | Please contact our technical support |  |  |  |  | Proposer 85 102 331 uniquement en 24VDC
85100536 |  | KZP3-RS 24VUC | No replacement | Please contact our technical support
85100634 |  | KZH3-RS 115VAC | No replacement | Please contact our technical support |  |  |  |  | Proposer 85 102 631 (KZH3-YS) + 85 102 208 (KPS0-YS)
85100635 |  | KZH3-RS 230VAC | No replacement | Please contact our technical support |  |  |  |  | Proposer 85 102 631 (KZH3-YS) + 85 102 208 (KPS0-YS)
85100636 |  | KZH3-RS 24VUC | No replacement | Please contact our technical support |  |  |  |  | Proposer 85 102 631 (KZH3-YS 24VDC) OU 85 102 632 (KZH3-YS 24VAC)
85100736 |  | KZR3-RS 24VUC | No replacement | Please contact our technical support
85100937 |  | KZE3-XS 40-260VUC | No replacement | Please contact our technical support |  |  |  |  | Proposer 85 102 956 (KZE5-YS) + 85 102 208 (KPS0-YS)
85101037 |  | KNAC3-XS 40-260VUC | No replacement | Please contact our technical support |  |  |  |  | UNIQUEMENT with CONNEXIONS A VIS
85101635 |  | KZHC3-RS 230VAC | No replacement | Please contact our technical support |  |  |  |  | UNIQUEMENT with CONNEXIONS A VIS
85101936 |  | KZEC3-XS 24VUC | No replacement | Please contact our technical support |  |  |  |  | UNIQUEMENT with CONNEXIONS A VIS
85101937 |  | KZEC3-XS 40-260VUC | No replacement | Please contact our technical support
87601002 |  | 12106 V3 | No replacement | Please contact our technical support
87601004 |  | 12106 V2 | No replacement | Please contact our technical support
87601008 |  | 12106 V1 | No replacement | Please contact our technical support
87601108 |  | 12605V1 | No replacement | Please contact our technical support
87601202 |  | 12304 V3 | No replacement | Please contact our technical support
87601204 |  | 12304 V2 | No replacement | Please contact our technical support
87601208 |  | 12304 V1 | No replacement | Please contact our technical support
87601304 |  | 12305P | No replacement | Please contact our technical support
87601308 |  | 12305P | No replacement | Please contact our technical support
87601542 |  | 12026RV3 | No replacement | Please contact our technical support
87601544 |  | 12026 | No replacement | Please contact our technical support
87601548 |  | 12026RV1 | No replacement | Please contact our technical support
87602012 |  | 1000A24Vdc | No replacement | Please contact our technical support
87602013 |  | 1000A24Vac | No replacement | Please contact our technical support
87602015 |  | 1000A | No replacement | Please contact our technical support
87602017 |  | 1000A | No replacement | Please contact our technical support
87602112 |  | 1300A24Vdc | No replacement | Please contact our technical support |  |  |  |  | Check with CTR24L tension 10-30Vdc (87 623 570)
87602113 |  | 1300A24Vca | No replacement | Please contact our technical support |  |  |  |  | Check with CTR24L tension 10-30Vdc (87 623 570)
87602115 |  | 1300A 110Vac | No replacement | Please contact our technical support |  |  |  |  | Check with CTR24L tension 10-30Vdc (87 623 570)
87602117 |  | 1300A 220Vac | No replacement | Please contact our technical support |  |  |  |  | Check with CTR24L tension 10-30Vdc (87 623 570)
87604012 |  | 1000PA1V3 | No replacement | Please contact our technical support |  |  |  |  | Check with CTR48 si compteur/chrono, timer 814 si tempo + adaptateur 26 546 846
87604014 |  | 1000PA1V2 | No replacement | Please contact our technical support |  |  |  |  | Check with CTR48 si compteur/chrono, timer 814 si tempo + adaptateur 26 546 846
87604018 |  | 1000PA1V1 | No replacement | Please contact our technical support |  |  |  |  | Check with CTR48 si compteur/chrono, timer 814 si tempo + adaptateur 26 546 846
87604022 |  | 1000PA2V3 | No replacement | Please contact our technical support |  |  |  |  | Check with CTR48 si compteur/chrono, timer 814 si tempo + adaptateur 26 546 846
87604024 |  | 1000PA2V2 | No replacement | Please contact our technical support |  |  |  |  | Check with CTR48 si compteur/chrono, timer 814 si tempo + adaptateur 26 546 846
87604028 |  | 1000PA2V1 | No replacement | Please contact our technical support |  |  |  |  | Check with CTR48 si compteur/chrono, timer 814 si tempo + adaptateur 26 546 846
87604128 |  | 1000TA2V1 | No replacement | Please contact our technical support |  |  |  |  | Check with CTR48 si compteur/chrono, timer 814 si tempo + adaptateur 26 546 846
87604312 |  | 1000P112/24VD | No replacement | Please contact our technical support |  |  |  |  | Check with CTR48 si compteur/chrono, timer 814 si tempo + adaptateur 26 546 846
87604318 |  | 1000P1115/230 | No replacement | Please contact our technical support |  |  |  |  | Check with CTR48 si compteur/chrono, timer 814 si tempo + adaptateur 26 546 846
87604328 |  | 1000P2115/230 | No replacement | Please contact our technical support |  |  |  |  | Check with CTR48 si compteur/chrono, timer 814 si tempo + adaptateur 26 546 846
87604368 |  | 1000P2115/230BCD | No replacement | Please contact our technical support |  |  |  |  | Check with CTR48 si compteur/chrono, timer 814 si tempo + adaptateur 26 546 846
87605112 |  | 6116-1 12/24Vdc | No replacement | Please contact our technical support |  |  |  |  | Check with CTR48 (suivant tension)
87605114 |  | 6116-1 24/48 Vac | No replacement | Please contact our technical support |  |  |  |  | Check with CTR48 (suivant tension)
87605118 |  | 6116-1 115/230 Vac | No replacement | Please contact our technical support |  |  |  |  | Check with CTR48 (suivant tension)
87605212 |  | 6116-2 12/24Vdc | No replacement | Please contact our technical support |  |  |  |  | Check with CTR48 (suivant tension)
87605214 |  | 6116-2 24/48 Vac | No replacement | Please contact our technical support |  |  |  |  | Check with CTR48 (suivant tension)
87605218 |  | 6116-2 115/230 Vac | No replacement | Please contact our technical support |  |  |  |  | Check with CTR48 (suivant tension)
87605412 |  | 12/24 Vdc - 11014 PRV3 | No replacement | Please contact our technical support |  |  |  |  | Check with CTR48 (suivant tension)
87605414 |  | 24/48 Vac 11014 PRV2 | No replacement | Please contact our technical support |  |  |  |  | Check with CTR48 (suivant tension)
87605418 |  | 110/220 Vac - 11014 PRV1 | No replacement | Please contact our technical support |  |  |  |  | Check with CTR48 (suivant tension)
87605512 |  | 11016V3 | No replacement | Please contact our technical support |  |  |  |  | Check with CTR48 (suivant tension)
87605514 |  | 11016V2 | No replacement | Please contact our technical support |  |  |  |  | Check with CTR48 (suivant tension)
87605518 |  | 11016V1 | No replacement | Please contact our technical support |  |  |  |  | Check with CTR48 (suivant tension)
87606010 |  | module 108 | No replacement | Please contact our technical support
87606020 |  | module 108E | No replacement | Please contact our technical support
87606110 |  | module 108R | No replacement | Please contact our technical support
87606120 |  | 108 E RAZ | No replacement | Please contact our technical support
87606230 |  | C108 W | No replacement | Please contact our technical support
87606330 |  | module C108 | No replacement | Please contact our technical support
87606630 |  | module C106 | No replacement | Please contact our technical support
87606802 |  | MODULE 108 DURANT | No replacement | Please contact our technical support
87606803 |  | MODULE 108 E IRION | No replacement | Please contact our technical support
87606804 |  | MODULE 108 E RAZ IRION | No replacement | Please contact our technical support
87606805 |  | 108E RAZ SS MARQUAGE SYR | No replacement | Please contact our technical support
87606806 |  | MODULE 108 IRION | No replacement | Please contact our technical support
87606807 |  | MODULE 108 R IRION | No replacement | Please contact our technical support
87606812 |  | 108 R DURANT | No replacement | Please contact our technical support
87607018 |  | téléaffichageTA 1008 | No replacement | Please contact our technical support
87607209 |  | VPE 115/230V | No replacement | Please contact our technical support
87607301 |  | prédiviseur D4DP | No replacement | Please contact our technical support
87607401 |  | anti-coïncidence D4ES | No replacement | Please contact our technical support |  |  |  |  | ReCheck with with alimentation Millénium 3
87607708 |  | alim. F1224V1 | No replacement | Please contact our technical support |  |  |  |  | ReCheck with l'application with Millénium 3
87610120 |  | module 108ER | No replacement | Please contact our technical support
87610240 |  | CP2 2293 compt totalisateur et partiel Entrée contact sec ou transistor PNP/NPN collecteur ouvert | No replacement | Please contact our technical support |  |  |  |  | Check with possibilité with CTR24L 2514 (87 623 573) format 24x48 affichage led ATTENTION alimentation 10 à 30 Vdc
87610250 |  | CP2 2294 compt totalisateur et partiel Entrée tension | No replacement | Please contact our technical support |  |  |  |  | Check with possibilité with CTR24L 2514 (87 623 573) format 24x48 affichage led ATTENTION alimentation 10 à 30 Vdc
87610341 |  | COMPT TOTALI 2108 CP2 SEA | No replacement | Please contact our technical support |  |  |  |  | SEA : Ces produits étaient "made in China" Pour des raisons Inconnues pour le marché Chinois , il ne fallait pas que ce marquage apparaisse, Sinon , le produit reste identique au 87 610 340
87610342 |  | COMPT 2108 CP2 MC NELIUS | No replacement | Please contact our technical support
87610441 |  | COMPT HORAIRE 2108HSEA | No replacement | Please contact our technical support |  |  |  |  | SEA : Ces produits étaient "made in China" Pour des raisons Inconnues pour le marché Chinois , il ne fallait pas que ce marquage apparaisse, Sinon , le produit reste identique au 87 610 440
87613002 |  | 13026 lcd 12/24Vdc | No replacement | Please contact our technical support |  |  |  |  | Proposer CTR48 (87 621 221) PréCheck with adaptateur 26 546 842
87613004 |  | 13026 lcd 24/48Vac | No replacement | Please contact our technical support |  |  |  |  | Proposer CTR48 (87 621 221) PréCheck with adaptateur 26 546 842
87613008 |  | 13026 lcd 115/230Vac | No replacement | Please contact our technical support |  |  |  |  | Proposer CTR48 (87 621 221) PréCheck with adaptateur 26 546 842
87613012 |  | 13026 lcd 12.24 Vdc - RS232C | No replacement | Please contact our technical support |  |  |  |  | Check with M3 for communication RS232
87613014 |  | 13026 lcd 24/48 Vac - RS232C | No replacement | Please contact our technical support |  |  |  |  | Check with M3 for communication RS232
87613018 |  | 13026 lcd 115/230 Vac - RS232C | No replacement | Please contact our technical support |  |  |  |  | Check with M3 for communication RS232
87613022 |  | 13026 lcd 12.24 Vdc - RS422/485 | No replacement | Please contact our technical support |  |  |  |  | Check with M3 for communication RS422/RS485
87613024 |  | 13026 lcd 24/48 Vac - RS422/485 | No replacement | Please contact our technical support |  |  |  |  | Check with M3 for communication RS422/RS485
87613028 |  | 13026 lcd 115/230 Vac - RS422/485 | No replacement | Please contact our technical support |  |  |  |  | Check with M3 for communication RS422/RS485
87613502 |  | 13026 V3 lcd 12.24 Vdc | No replacement | Please contact our technical support |  |  |  |  | Proposer CTR48 (87 621 221) PréCheck with adaptateur 26 546 842
87613504 |  | 13026 V2 lcd 24/48 Vac | No replacement | Please contact our technical support |  |  |  |  | Proposer CTR48 (87 622 22) PréCheck with adaptateur 26 546 842
87613508 |  | 13026 V1 lcd 115/230 Vac | No replacement | Please contact our technical support |  |  |  |  | Proposer CTR48 (87 621 225) PréCheck with adaptateur 26 546 842
87613512 |  | 13026 V3-1 lcd 12.24 Vdc - RS232C | No replacement | Please contact our technical support |  |  |  |  | Check with M3 for communication RS232
87613514 |  | 13026 V2-1 lcd 24/48 Vac - RS232C | No replacement | Please contact our technical support |  |  |  |  | Check with M3 for communication RS232
87613518 |  | 13026 V1-1 lcd 115/230 Vac - RS232C | No replacement | Please contact our technical support |  |  |  |  | Check with M3 for communication RS232
87613522 |  | 13026 V3-3 lcd 12.24 Vdc - RS422/485 | No replacement | Please contact our technical support |  |  |  |  | Check with M3 for communication RS422/RS485
87613524 |  | 13026 V2-3 lcd 24/48 Vac - RS422/485 | No replacement | Please contact our technical support |  |  |  |  | Check with M3 for communication RS422/RS485
87613528 |  | 13026 V1-lcd 115/230 Vac-RS422/485 | No replacement | Please contact our technical support |  |  |  |  | Check with M3 for communication RS422/RS485
87614040 |  | COMPTEUR 36X72 SYR 3233 | No replacement | Please contact our technical support |  |  |  |  | FORMAT 24 x 48 entrée contact sec (87 622 061 ou 87 622 062) entrée statique PNP (comptage sur front montant) std Européen (87 622 061) entrée statique NPN (comptage sur front descendant) std Us (87 622 062) entrée tension 10-260Vac/dc (87 622 070)
87614340 |  | COMPTEUR 36X72 SYR 3253 | No replacement | Please contact our technical support |  |  |  |  | FORMAT 24 x 48 no replacement with pile Lithium Check with CTR24L (87 623 570) en mode tachy tension 10/30Vdc
87614440 |  | COMPTEUR 36X72 SYR 3293 | No replacement | Please contact our technical support |  |  |  |  | FORMAT 24 x 48 no replacement with pile Lithium Check with CTR24L (87 623 570) en mode tachy tension 10/30Vdc
87616132 |  | 7541 10-30 Vdc modbus RS 232 | No replacement | Please contact our technical support |  |  |  |  | Check with Millénium 3
87616134 |  | 7541 20-55 Vac modbus RS232 | No replacement | Please contact our technical support |  |  |  |  | Check with Millénium 3 Not in 48 Vac
87616138 |  | 7541 80-260 Vac modbus RS232 | No replacement | Please contact our technical support |  |  |  |  | Check with Millénium 3
87616142 |  | 7541 10-30 Vdc modbus RS485 | No replacement | Please contact our technical support |  |  |  |  | Check with Millénium 3
87616144 |  | 7541 20-55 Vac modbus RS485 | No replacement | Please contact our technical support |  |  |  |  | Check with Millénium 3 Not in 48 Vac
87616148 |  | 7541 80-260 Vac modbus RS485 | No replacement | Please contact our technical support |  |  |  |  | Check with Millénium 3
87616232 |  | 7542 10-30 Vdc modbus RS 232 | No replacement | Please contact our technical support |  |  |  |  | Check with Millénium 3
87616234 |  | 7542 20-55 Vac modbus RS232 | No replacement | Please contact our technical support |  |  |  |  | Check with Millénium 3 Not in 48 Vac
87616238 |  | 7542 80-260 Vac modbus RS232 | No replacement | Please contact our technical support |  |  |  |  | Check with Millénium 3
87616242 |  | 7542 10-30 Vdc modbus RS485 | No replacement | Please contact our technical support |  |  |  |  | Check with Millénium 3
87616244 |  | 7542 20-55 Vac modbus RS485 | No replacement | Please contact our technical support |  |  |  |  | Check with Millénium 3 Not in 48 Vac
87616248 |  | 7542 80-260 Vac modbus RS485 | No replacement | Please contact our technical support |  |  |  |  | Check with Millénium 3
87619012 |  | 7141 CPT 1ORT 10-30VDC | No replacement | Please contact our technical support
87619014 |  | 7141 CPT 1ORT 20-55VAC | No replacement | Please contact our technical support
87619018 |  | 7141 CPT 1ORT 80-260VAC | No replacement | Please contact our technical support
87619022 |  | 7142 CPT 2ORT 10-30VDC | No replacement | Please contact our technical support
87619024 |  | 7142 CPT 2ORT 20-55VAC | No replacement | Please contact our technical support
87619028 |  | 7142 CPT 2ORT 80-260VAC | No replacement | Please contact our technical support
87619112 |  | 7341 CP7 1ORT 10-30VDC | No replacement | Please contact our technical support
87619114 |  | 7341 CP7 1ORT 20-55VAC | No replacement | Please contact our technical support
87619118 |  | 7341 CP7 1ORT 80-260VAC | No replacement | Please contact our technical support
87619122 |  | 7342 CP7 2ORT 10-30VDC | No replacement | Please contact our technical support
87619124 |  | 7342 CP7 2ORT 20-55VAC | No replacement | Please contact our technical support
87619128 |  | 7342 CP7 2ORT 80-260VAC | No replacement | Please contact our technical support
87619222 |  | 7192 CP7 2ORT 10-30VDC | No replacement | Please contact our technical support
87619224 |  | 7192 CP7 2ORT 20-55VAC | No replacement | Please contact our technical support
87619228 |  | 7192 CP7 2ORT 80-260VAC | No replacement | Please contact our technical support
87619322 |  | 7392 CP7 2ORT 10-30VDC | No replacement | Please contact our technical support
87619324 |  | 7392 CP7 2ORT 20-55VAC | No replacement | Please contact our technical support
87619328 |  | 7392 CP7 2ORT 80-260 VAC | No replacement | Please contact our technical support
87619422 |  | 7192 CP7 MODBUS 10-30VDC | No replacement | Please contact our technical support |  |  |  |  | Check with Millénium 3
87619424 |  | 7192 CP7 MODBUS 20-55VAC | No replacement | Please contact our technical support |  |  |  |  | Check with Millénium 3
87619428 |  | 7192 CP7 MODBUS 80-260VAC | No replacement | Please contact our technical support |  |  |  |  | Check with Millénium 3
87619522 |  | 7392 CP7 MODBUS 10-30VDC | No replacement | Please contact our technical support |  |  |  |  | Check with Millénium 3
87619524 |  | 7392 CP7 MODBUS 20-55VAC | No replacement | Please contact our technical support |  |  |  |  | Check with Millénium 3
87619528 |  | 7392 CP7 MODBUS 80-260VAC | No replacement | Please contact our technical support |  |  |  |  | Check with Millénium 3
87630001 |  | CPT horaire électroméca 6 déc./raz 127/220Vac | No replacement | Please contact our technical support
87630003 |  | CPT horaire électroméca 6 déc./raz 24/48Vac | No replacement | Please contact our technical support
87631001 |  | CPT 87630001 sans bouton raz | No replacement | Please contact our technical support
87632001 |  | CPT horaire électroméca 6 déc./raz 127/220Vac | No replacement | Please contact our technical support
87632003 |  | CPT horaire électroméca 6 déc./raz 24/48Vac | No replacement | Please contact our technical support
88233571 |  | 2 CAM 220V 120S 50HZ | No replacement | Please contact our technical support
88270001 |  | Relais temporisé façade 60x60 127/220 V | No replacement | Please contact our technical support |  |  |  |  | CYBERSYS tél : 04 76 62 34 96
88270002 |  | Relais temporisé façade 60x60 127/220 V | No replacement | Please contact our technical support |  |  |  |  | CYBERSYS tél : 04 76 62 34 97
88270004 |  | Relais temporisé façade 60x60 24/48V | No replacement | Please contact our technical support |  |  |  |  | CYBERSYS tél : 04 76 62 34 98
88275001 |  | TEMPO=1000S V=220 50/ | No replacement | Please contact our technical support | no replacement | VOIR TMR48X (fonction A1)
88275002 |  | TEMPO=60H V=220 50/60 | No replacement | Please contact our technical support | no replacement | VOIR TMR48X (fonction A1)
88275005 |  | TEMPO=1000S V=127 50/ | No replacement | Please contact our technical support | no replacement | VOIR TMR48X (fonction A1)
88275006 |  | TEMPO=60H VOLT | No replacement | Please contact our technical support | no replacement | VOIR TMR48X (fonction A1)
88275007 |  | TEMPO=1000S V=110 50/ | No replacement | Please contact our technical support | no replacement | VOIR TMR48X (fonction A1)
88275008 |  | TEMPO=60H V=110 50/60 | No replacement | Please contact our technical support | no replacement | VOIR TMR48X (fonction A1)
88275009 |  | TEMPO=1000S V=48 50/6 | No replacement | Please contact our technical support | no replacement | VOIR TMR48X (fonction A1)
88275010 |  | TEMPO=60H V=48 50/60H | No replacement | Please contact our technical support | no replacement | VOIR TMR48X (fonction A1)
88275011 |  | TEMPO=1000S V=24 50/6 | No replacement | Please contact our technical support | no replacement | VOIR TMR48X (fonction A1)
88275012 |  | TEMPO=60H V=24 50/60H | No replacement | Please contact our technical support | no replacement | VOIR TMR48X (fonction A1)
88275013 |  | TEMPO=1000S VO | No replacement | Please contact our technical support | no replacement | VOIR TMR48X (fonction A1)
88275014 |  | TEMPO=60H VOLT | No replacement | Please contact our technical support | no replacement | VOIR TMR48X (fonction A1)
88276001 |  | TEMPO=60H V=220 50/60 | No replacement | Please contact our technical support | no replacement | VOIR TMR48X (fonction A1)
88276002 |  | TEMPO=1000S V=220 50/ | No replacement | Please contact our technical support | no replacement | VOIR TMR48X (fonction A1)
88276005 |  | TEMPO=1000S V=127 50/ | No replacement | Please contact our technical support | no replacement | VOIR TMR48X (fonction A1)
88276006 |  | TEMPO=60H V=127 50/60 | No replacement | Please contact our technical support | no replacement | VOIR TMR48X (fonction A1)
88276007 |  | TEMPO=1000S V=110 50/ | No replacement | Please contact our technical support | no replacement | VOIR TMR48X (fonction A1)
88276008 |  | TEMPO=60H V=110 50/60 | No replacement | Please contact our technical support | no replacement | VOIR TMR48X (fonction A1)
88276009 |  | TEMPO=1000S V=48 50/6 | No replacement | Please contact our technical support | no replacement | VOIR TMR48X (fonction A1)
88276010 |  | TEMPO=60H V=48 50/60H | No replacement | Please contact our technical support | no replacement | VOIR TMR48X (fonction A1)
88276011 |  | TEMPO=1000S V=24 50/6 | No replacement | Please contact our technical support | no replacement | VOIR TMR48X (fonction A1)
88276012 |  | TEMPO=60H V=24 50/60H | No replacement | Please contact our technical support | no replacement | VOIR TMR48X (fonction A1)
88276013 |  | TEMPO=1000S V=240 50/ | No replacement | Please contact our technical support | no replacement | VOIR TMR48X (fonction A1)
88276014 |  | TEMPO=60H VOLT | No replacement | Please contact our technical support | no replacement | VOIR TMR48X (fonction A1)
88278001 |  | TEMPO=60H V=24 50/60H | No replacement | Please contact our technical support | no replacement | VOIR TMR48X (fonction A1)
88278002 |  | TEMPO=1000S V=24 50/6 | No replacement | Please contact our technical support | no replacement | VOIR TMR48X (fonction A1)
88278003 |  | TEMPO=60H V=48 50/60H | No replacement | Please contact our technical support | no replacement | VOIR TMR48X (fonction A1)
88278004 |  | TEMPO=1000S V=48 50/6 | No replacement | Please contact our technical support | no replacement | VOIR TMR48X (fonction A1)
88278005 |  | TEMPO=60H V=110 50/60 | No replacement | Please contact our technical support | no replacement | VOIR TMR48X (fonction A1)
88278006 |  | TEMPO=1000S V=110 50/ | No replacement | Please contact our technical support | no replacement | VOIR TMR48X (fonction A1)
88278007 |  | TEMPO=60H V=127 50/60 | No replacement | Please contact our technical support | no replacement | VOIR TMR48X (fonction A1)
88278008 |  | TEMPO=1000S V=127 50/ | No replacement | Please contact our technical support | no replacement | VOIR TMR48X (fonction A1)
88278009 |  | TEMPO=60H V=220 50/60 | No replacement | Please contact our technical support | no replacement | VOIR TMR48X (fonction A1)
88278010 |  | TEMPO=1000S V=220 50/ | No replacement | Please contact our technical support | no replacement | VOIR TMR48X (fonction A1)
88278011 |  | TEMPO=60H V=240 50/60 | No replacement | Please contact our technical support | no replacement | VOIR TMR48X (fonction A1)
88278012 |  | TEMPO=1000S V=240 50/ | No replacement | Please contact our technical support | no replacement | VOIR TMR48X (fonction A1)
88278201 |  | TEMPO=1000S V=24 50/6 | No replacement | Please contact our technical support | no replacement | VOIR TMR48X (fonction A1)
88278202 |  | TEMPO=60H V=24 50/60H | No replacement | Please contact our technical support | no replacement | VOIR TMR48X (fonction A1)
88278203 |  | TEMPO=1000S VO | No replacement | Please contact our technical support | no replacement | VOIR TMR48X (fonction A1)
88278204 |  | TEMPO=60H V=48 50/60H | No replacement | Please contact our technical support | no replacement | VOIR TMR48X (fonction A1)
88278205 |  | TEMPO=1000S V=110 50/ | No replacement | Please contact our technical support | no replacement | VOIR TMR48X (fonction A1)
88278206 |  | TEMPO=60H V=110 50/60 | No replacement | Please contact our technical support | no replacement | VOIR TMR48X (fonction A1)
88278207 |  | TEMPO=1000S V=127 50/ | No replacement | Please contact our technical support | no replacement | VOIR TMR48X (fonction A1)
88278208 |  | TEMPO=60H V=127 50/60 | No replacement | Please contact our technical support | no replacement | VOIR TMR48X (fonction A1)
88278209 |  | TEMPO=1000S V=220 50/ | No replacement | Please contact our technical support | no replacement | VOIR TMR48X (fonction A1)
88278210 |  | TEMPO=60H V=220 50/60 | No replacement | Please contact our technical support | no replacement | VOIR TMR48X (fonction A1)
88278211 |  | TEMPO=1000S VO | No replacement | Please contact our technical support | no replacement | VOIR TMR48X (fonction A1)
88278212 |  | TEMPO=60H VOLT | No replacement | Please contact our technical support | no replacement | VOIR TMR48X (fonction A1)
88279001 |  | TEMPO=1000S V=24 50/6 | No replacement | Please contact our technical support | no replacement | VOIR TMR48X (fonction A1)
88279002 |  | TEMPO=60H V=24 50/60H | No replacement | Please contact our technical support | no replacement | VOIR TMR48X (fonction A1)
88279003 |  | TEMPO=1000S V=48 50/6 | No replacement | Please contact our technical support | no replacement | VOIR TMR48X (fonction A1)
88279004 |  | TEMPO=60H V=48 50/60H | No replacement | Please contact our technical support | no replacement | VOIR TMR48X (fonction A1)
88279005 |  | TEMPO=1000S V=110 50/ | No replacement | Please contact our technical support | no replacement | VOIR TMR48X (fonction A1)
88279006 |  | TEMPO=60H V=110 50/60 | No replacement | Please contact our technical support | no replacement | VOIR TMR48X (fonction A1)
88279007 |  | TEMPO=1000S V=127 50/ | No replacement | Please contact our technical support | no replacement | VOIR TMR48X (fonction A1)
88279008 |  | TEMPO=60H V=127 50/60 | No replacement | Please contact our technical support | no replacement | VOIR TMR48X (fonction A1)
88279009 |  | TEMPO=1000S V=220 50/ | No replacement | Please contact our technical support | no replacement | VOIR TMR48X (fonction A1)
88279010 |  | TEMPO=60H V=220 50/60 | No replacement | Please contact our technical support | no replacement | VOIR TMR48X (fonction A1)
88279011 |  | TEMPO=1000S VO | No replacement | Please contact our technical support | no replacement | VOIR TMR48X (fonction A1)
88279012 |  | TEMPO=60H VOLT | No replacement | Please contact our technical support | no replacement | VOIR TMR48X (fonction A1)
88279201 |  | TEMPO=1000S V=24 50/6 | No replacement | Please contact our technical support | no replacement | VOIR TMR48X (fonction A1)
88279202 |  | TEMPO=60H V=24 50/60H | No replacement | Please contact our technical support | no replacement | VOIR TMR48X (fonction A1)
88279203 |  | TEMPO=1000S VO | No replacement | Please contact our technical support | no replacement | VOIR TMR48X (fonction A1)
88279204 |  | TEMPO=60H V=48 50/60H | No replacement | Please contact our technical support | no replacement | VOIR TMR48X (fonction A1)
88279205 |  | TEMPO=1000S V=110 50/ | No replacement | Please contact our technical support | no replacement | VOIR TMR48X (fonction A1)
88279206 |  | TEMPO=60H V=110 50/60 | No replacement | Please contact our technical support | no replacement | VOIR TMR48X (fonction A1)
88279207 |  | TEMPO=1000S V=127 50/ | No replacement | Please contact our technical support | no replacement | VOIR TMR48X (fonction A1)
88279208 |  | TEMPO=60H V=127 50/60 | No replacement | Please contact our technical support | no replacement | VOIR TMR48X (fonction A1)
88279209 |  | TEMPO=1000S V=220 50/ | No replacement | Please contact our technical support | no replacement | VOIR TMR48X (fonction A1)
88279210 |  | TEMPO=60H V=220 50/60 | No replacement | Please contact our technical support | no replacement | VOIR TMR48X (fonction A1)
88279211 |  | TEMPO=1000S V=240 50/ | No replacement | Please contact our technical support | no replacement | VOIR TMR48X (fonction A1)
88279212 |  | TEMPO=60H VOLT | No replacement | Please contact our technical support | no replacement | VOIR TMR48X (fonction A1)
88283201 |  | YCLE=10MIN WITH 1 MOTORE | No replacement | Please contact our technical support
88283202 |  | CYCLE=60S WITH 1 GEARED | No replacement | Please contact our technical support
88283901 |  | DOSEUR CYCLIQUE | No replacement | Please contact our technical support
88288001 |  | YCLE=30MIN WITH 1 MOTORE | No replacement | Please contact our technical support
88288002 |  | YCLE=60S WITH 1 MOTOREDU | No replacement | Please contact our technical support
88288003 |  | CYCLE=4S WITH 1 GEARED | No replacement | Please contact our technical support
88288004 |  | YCLE=10S WITH 1 MOTOREDU | No replacement | Please contact our technical support
88288005 |  | YCLE=30S WITH 1 MOTOREDU | No replacement | Please contact our technical support
88288006 |  | YCLE=60S WITH 1 MOTOREDU | No replacement | Please contact our technical support
88288007 |  | CYCLE=3MIN WITH 1 GEARE | No replacement | Please contact our technical support
88288008 |  | YCLE=10MIN WITH 1 MOTORE | No replacement | Please contact our technical support
88288009 |  | CYCLE=15MIN WITH 1 GEAR | No replacement | Please contact our technical support
88288010 |  | YCLE=60MIN WITH 1 MOTORE | No replacement | Please contact our technical support
88288011 |  | CYCLE=4S WITH 1 GEARED | No replacement | Please contact our technical support
88288012 |  | CYCLE=10S WITH 1 GEARED | No replacement | Please contact our technical support
88288013 |  | CYCLE=30S WITH 1 GEARED | No replacement | Please contact our technical support
88288014 |  | CYCLE=60S WITH 1 GEARED | No replacement | Please contact our technical support
88288015 |  | CYCLE=3MIN WITH 1 GEARE | No replacement | Please contact our technical support
88288016 |  | YCLE=10MIN WITH 1 MOTORE | No replacement | Please contact our technical support
88288017 |  | CYCLE=15MIN WITH 1 GEAR | No replacement | Please contact our technical support
88288018 |  | CYCLE=30MIN WITH 1 GEAR | No replacement | Please contact our technical support
88288019 |  | CYCLE=60MIN WITH 1 GEAR | No replacement | Please contact our technical support
88288020 |  | YCLE=60S WITH 1 MOTOREDU | No replacement | Please contact our technical support
88288021 |  | CYCLE=24H WITH 1 GEARED | No replacement | Please contact our technical support
88288022 |  | CYCLE=6H WITH 1 GEARED | No replacement | Please contact our technical support
88288023 |  | YCLE=2H WITH 1 MOTOREDUC | No replacement | Please contact our technical support
88288901 |  | doseur cyclique distrib | No replacement | Please contact our technical support
88610103 |  | ES TAILLE=1 DIAGR=15579RE | No replacement | Please contact our technical support
88610203 |  | TAILLE=2 DIAGR=9339TER SC | No replacement | Please contact our technical support
88610205 |  | EGLAB=70769140 SP5942 WI | No replacement | Please contact our technical support
88610206 |  | 929 WITH 1 MOTOREDUCTEUR | No replacement | Please contact our technical support
88610301 |  | TAILLE=3 SP5940 WITH 1 G | No replacement | Please contact our technical support
88610401 |  | REGLAB=4 WITH 1 GEARED S | No replacement | Please contact our technical support
88610402 |  | REGLAB=4 WITH 1 MOTOREDU | No replacement | Please contact our technical support
88611101 |  | C,TAIL=1 15775 831060 | No replacement | Please contact our technical support
88611102 |  | CAM,REG=1 MINI=831060 | No replacement | Please contact our technical support
88611109 |  | 1CAME REGLAB,MINI=831601 | No replacement | Please contact our technical support
88611113 |  | CAME=1 MINIVANN=812805 | No replacement | Please contact our technical support
88611201 |  | CR=2 MINI=831060 | No replacement | Please contact our technical support
88611204 |  | 823440 1/20RPM 115/230 50 | No replacement | Please contact our technical support
88611209 |  | CR=2 MINI=831060 | No replacement | Please contact our technical support
88611217 |  | CR=2 MINI=831060 | No replacement | Please contact our technical support
88611301 |  | CR=1 MINI=831613 | No replacement | Please contact our technical support
88611302 |  | CR=1 MINI=831613 | No replacement | Please contact our technical support
88611303 |  | C,TAIL=1 15774 831600 | No replacement | Please contact our technical support
88611304 |  | CR=1 MINI=831600 | No replacement | Please contact our technical support
88611305 |  | CT=1 15772 831613 | No replacement | Please contact our technical support
88611306 |  | CAM,REGL=1 MINI=831600 | No replacement | Please contact our technical support
88611307 |  | CAM=0 MINI=831613 | No replacement | Please contact our technical support
88611309 |  | CAM=0 MINI=831613 | No replacement | Please contact our technical support
88611310 |  | CAM=0 MINI=831613 | No replacement | Please contact our technical support
88611311 |  | CR=1 MINI 831613 | No replacement | Please contact our technical support
88611314 |  | CAM,REG,=1 MINI=831600 | No replacement | Please contact our technical support
88611315 |  | CAM,REG,=1 MINI=831600 | No replacement | Please contact our technical support
88611318 |  | CR=1 MINI=831600 | No replacement | Please contact our technical support
88611322 |  | CAM,REG,=1 MINI=831600 | No replacement | Please contact our technical support
88611323 |  | CR=1 MINI=831613 | No replacement | Please contact our technical support
88611324 |  | C,TAIL=1 15773 831600 | No replacement | Please contact our technical support
88611401 |  | MINI=831613 | No replacement | Please contact our technical support
88645001 |  | CAMES REGLAB=3 BOUTON=BE | No replacement | Please contact our technical support
88645002 |  | CAMES REGLAB=5 BOUTON=BE | No replacement | Please contact our technical support
88645003 |  | CAMES REGLAB=7 BOUTON=BE | No replacement | Please contact our technical support
88645004 |  | CAMES REGLAB=4 BOUTON=BI | No replacement | Please contact our technical support
88645005 |  | CAMES TAILLE=4 DIAGR=1528 | No replacement | Please contact our technical support
88645008 |  | CAMES REGLAB=7 BOUTON=BE | No replacement | Please contact our technical support
88645009 |  | CAMES REGLAB=4 BOUTON=BE | No replacement | Please contact our technical support
88645012 |  | CAMES REGLAB=4 BOUTON=BI, | No replacement | Please contact our technical support
88645013 |  | CAMES REGLAB=5 BOUTON=BI, | No replacement | Please contact our technical support
88645016 |  | CAMES TAQUET=7 BOUTON=BE | No replacement | Please contact our technical support
88645021 |  | CAMES TAILLE=7 DIAGR=1398 | No replacement | Please contact our technical support
88645022 |  | CAMES REGLAB=7 BOUTON=BE | No replacement | Please contact our technical support
88645201 |  | CAMES REGLAB=9 BOUTON=BE | No replacement | Please contact our technical support
88645202 |  | CAMES REGLAB=12 BOUTON=BE | No replacement | Please contact our technical support
88645205 |  | CAMES REGLAB=12 BOUTON=BE | No replacement | Please contact our technical support
88645209 |  | CAMES REGLAB=6 BOUTON=BI, | No replacement | Please contact our technical support
88645210 |  | CAMES REGLAB=7 BOUTON=BI, | No replacement | Please contact our technical support
88645211 |  | CAMES REGLAB=8 BOUTON=BI, | No replacement | Please contact our technical support
88645212 |  | CAMES REGLAB=9 BOUTON=BI, | No replacement | Please contact our technical support
88645213 |  | CAMES REGLAB=10 BOUTON=BI | No replacement | Please contact our technical support
88645221 |  | CAMES TAQUET=12 BOUTON=BE | No replacement | Please contact our technical support
88645222 |  | CAMES TAILLE=1 TAQUET=8 D | No replacement | Please contact our technical support
88645223 |  | CAMES TAQUET=9 BOUTON=686 | No replacement | Please contact our technical support
88645224 |  | ES REGLAB=9 BOUTON=6863BO | No replacement | Please contact our technical support
88645225 |  | CAMES TAQUET=12 BOUTON=BE | No replacement | Please contact our technical support
88645227 |  | CAMES REGLAB=8 BOUTON=SP6 | No replacement | Please contact our technical support
88645228 |  | CAMES TAILLE=1 TAQUET=8 D | No replacement | Please contact our technical support
88645229 |  | CAMES TAILLE=1 TAQUET=8 D | No replacement | Please contact our technical support
88645230 |  | CAMES REGLAB=6 BOUTON=SP6 | No replacement | Please contact our technical support
88645231 |  | CAMES TAILLE=1 TAQUET=8 D | No replacement | Please contact our technical support
88645240 |  | CAMES REGLAB=12 BOUTON=BE | No replacement | Please contact our technical support
88645301 |  | CAMES TAILLE=12 DIAGR=157 | No replacement | Please contact our technical support
88645302 |  | CAMES TAILLE=12 DIAGR=157 | No replacement | Please contact our technical support
88645303 |  | CAMES TAILLE=12 DIAGR=157 | No replacement | Please contact our technical support
88645401 |  | CAMES REGLAB=17 BOUTON=BE | No replacement | Please contact our technical support
88645403 |  | CAMES REGLAB=17 BOUTON=BE | No replacement | Please contact our technical support
88645404 |  | CAMES REGLAB=12 BOUTON=BI | No replacement | Please contact our technical support
88645405 |  | CAMES REGLAB=11 BOUTON=BI | No replacement | Please contact our technical support
88645406 |  | CAMES REGLAB=12 BOUTON=BI | No replacement | Please contact our technical support
88645407 |  | CAMES REGLAB=13 BOUTON=BI | No replacement | Please contact our technical support
88645408 |  | CAMES REGLAB=15 BOUTON=BI | No replacement | Please contact our technical support
88645414 |  | CAMES TAQUET=17 BOUTON=BE | No replacement | Please contact our technical support
88645601 |  | CAMES REGLAB=22 BOUTON=BE | No replacement | Please contact our technical support
88645602 |  | CAMES REGLAB=22 BOUTON=BE | No replacement | Please contact our technical support
88645603 |  | CAMES REGLAB=20 TAQUET=2 | No replacement | Please contact our technical support
88645604 |  | CAMES TAQUET=22 BOUTON=BE | No replacement | Please contact our technical support
88645610 |  | CAMES REGLAB=20 BOUTON=BE | No replacement | Please contact our technical support
88646001 |  | CAMES REGLAB=2 BOUTON=AVE | No replacement | Please contact our technical support
88646002 |  | CAMES REGLAB=2 BOUTON=AVE | No replacement | Please contact our technical support
88646003 |  | CAMES REGLAB=2 BOUTON=AVE | No replacement | Please contact our technical support
88646004 |  | CAMES REGLAB=2 BOUTON=AVE | No replacement | Please contact our technical support
88646005 |  | CAMES REGLAB=1 BOUTON=AVE | No replacement | Please contact our technical support
88646006 |  | CAMES REGLAB=1 BOUTON=AVE | No replacement | Please contact our technical support
88646009 |  | CAMES REGLAB=2 BOUTON=AVE | No replacement | Please contact our technical support
88646010 |  | CAMES TAILLE=2 DIAGR=1543 | No replacement | Please contact our technical support
88646011 |  | CAMES TAILLE=2 DIAGR=1531 | No replacement | Please contact our technical support
88646012 |  | CAMES REGLAB=2 BOUTON=AVE | No replacement | Please contact our technical support
88646201 |  | CAMES REGLAB=4 BOUTON=AVE | No replacement | Please contact our technical support
88646202 |  | CAMES REGLAB=4 BOUTON=AVE | No replacement | Please contact our technical support
88646203 |  | CAMES REGLAB=4 BOUTON=AVE | No replacement | Please contact our technical support
88646204 |  | CAMES REGLAB=4 BOUTON=AVE | No replacement | Please contact our technical support
88646205 |  | CAMES REGLAB=3 BOUTON=AVE | No replacement | Please contact our technical support
88646206 |  | CAMES REGLAB=3 BOUTON=AVE | No replacement | Please contact our technical support
88646208 |  | CAMES TAILLE=3 DIAGR=1527 | No replacement | Please contact our technical support
88646209 |  | CAMES REGLAB=1 TAILLE=3 D | No replacement | Please contact our technical support
88646210 |  | CAMES TAILLE=3 DIAGR=1527 | No replacement | Please contact our technical support
88646211 |  | CAMES REGLAB=1 TAILLE=3 D | No replacement | Please contact our technical support
88646212 |  | CAMES REGLAB=1 TAILLE=3 D | No replacement | Please contact our technical support
88646214 |  | CAMES TAILLE=3 DIAGR=1530 | No replacement | Please contact our technical support
88646215 |  | CAMES TAILLE=3 DIAGR=1532 | No replacement | Please contact our technical support
88646216 |  | CAMES TAILLE=3 DIAGR=1532 | No replacement | Please contact our technical support
88646217 |  | ES TAILLE=3 DIAGR=15300 B | No replacement | Please contact our technical support
88646218 |  | CAMES REGLAB=4 BOUTON=AVE | No replacement | Please contact our technical support
88646220 |  | CAMES TAILLE=3 DIAGR=1542 | No replacement | Please contact our technical support
88646221 |  | CAMES TAILLE=4 DIAGR=1552 | No replacement | Please contact our technical support
88646222 |  | CAMES REGLAB=4 BOUTON=AVE | No replacement | Please contact our technical support
88646224 |  | CAMES REGLAB=4 BOUTON=AVE | No replacement | Please contact our technical support
88646225 |  | CAMES REGLAB=4 BOUTON=AVE | No replacement | Please contact our technical support
88646226 |  | CAMES REGLAB=4 BOUTON=AVE | No replacement | Please contact our technical support
88646227 |  | CAMES REGLAB=1 TAILLE=3 D | No replacement | Please contact our technical support
88650101 |  | CAMES TAILLE=2 DIAGR=1574 | No replacement | Please contact our technical support
88650102 |  | CAMES TAILLE=2 DIAGR=1574 | No replacement | Please contact our technical support
88650103 |  | CAMES TAQUET=2 MINI=83163 | No replacement | Please contact our technical support
88650104 |  | CAMES TAQUET=2 MINI=83163 | No replacement | Please contact our technical support
88650105 |  | CAMES TAQUET=2 MINI=83163 | No replacement | Please contact our technical support
88650106 |  | CAMES TAQUET=2 MINI=83160 | No replacement | Please contact our technical support
88650107 |  | CAMES TAQUET=2 MINI=83160 | No replacement | Please contact our technical support
88650108 |  | CAMES TAQUET=2 MINI=83160 | No replacement | Please contact our technical support
88650109 |  | CAMES TAILLE=2 DIAGR=1576 | No replacement | Please contact our technical support
88650110 |  | CAMES TAQUET=2 MINI=83163 | No replacement | Please contact our technical support
88650201 |  | CAMES SP6875 WITH 1 MOTO | No replacement | Please contact our technical support
88650202 |  | CAMES TAQUET=4 BOUTON=AVE | No replacement | Please contact our technical support
88650203 |  | CAMES TAQUET=3 BOUTON=SAN | No replacement | Please contact our technical support
88650204 |  | CAMES TAQUET=2 BOUTON=SAN | No replacement | Please contact our technical support
88650206 |  | CAMES TAQUET=4 BOUTON=AVE | No replacement | Please contact our technical support
88650207 |  | CAMES TAQUET=4 BOUTON=AVE | No replacement | Please contact our technical support
88650208 |  | CAMES TAQUET=4 BOUTON=AVE | No replacement | Please contact our technical support
88650301 |  | CAMES TAQUET=6 BOUTON=AVE | No replacement | Please contact our technical support
88650302 |  | CAMES TAILLE=5 DIAGR=1549 | No replacement | Please contact our technical support
88650303 |  | CAMES TAILLE=6 DIAGR=1577 | No replacement | Please contact our technical support
88650304 |  | CAMES TAILLE=5 DIAGR=1578 | No replacement | Please contact our technical support
88650305 |  | CAMES TAILLE=6 DIAGR=1578 | No replacement | Please contact our technical support
88650306 |  | CAMES TAILLE=6 DIAGR=1578 | No replacement | Please contact our technical support
88650401 |  | CAMES REGLAB=7 TAILLE= DI | No replacement | Please contact our technical support
88650402 |  | CAMES REGLAB=8 BOUTON=AVE | No replacement | Please contact our technical support
88650403 |  | CAMES REGLAB=8 TAILLE= DI | No replacement | Please contact our technical support
88650404 |  | CAMES REGLAB=7 TAILLE= DI | No replacement | Please contact our technical support
88650405 |  | CAMES TAILLE=8 DIAGR=1542 | No replacement | Please contact our technical support
88650407 |  | CAMES TAILLE=7,SP6879 DIA | No replacement | Please contact our technical support
88650408 |  | CAMES TAILLE=8 DIAGR=1542 | No replacement | Please contact our technical support
88650409 |  | CAMES REGLAB=8 BOUTON=AVE | No replacement | Please contact our technical support
88650410 |  | CAMES TAILLE=6 DIAGR=1576 | No replacement | Please contact our technical support
88650411 |  | TON=AVEC SP6884 WITH 1 M | No replacement | Please contact our technical support
88650412 |  | TON=AVEC SP688410 WITH 1 | No replacement | Please contact our technical support
88650413 |  | CAMES TAILLE=7 DIAGR=1578 | No replacement | Please contact our technical support
88650414 |  | CAMES TAILLE=7,SP6879 DIA | No replacement | Please contact our technical support
88650503 |  | CAMES TAILLE=9 DIAGR=1533 | No replacement | Please contact our technical support
88650504 |  | CAMES TAILLE=10 DIAGR=156 | No replacement | Please contact our technical support
88650505 |  | CAMES REGLAB=10 BOUTON=AV | No replacement | Please contact our technical support
88650506 |  | CAMES REGLAB=10 BOUTON=AV | No replacement | Please contact our technical support
88650507 |  | CAMES REGLAB=10 BOUTON=AV | No replacement | Please contact our technical support
88650601 |  | CAMES REGLAB=12 BOUTON=AV | No replacement | Please contact our technical support
88650603 |  | CAMES TAILLE=12 DIAGR=156 | No replacement | Please contact our technical support
88650604 |  | CAMES TAQUET=12 BOUTON=AV | No replacement | Please contact our technical support
88650605 |  | CAMES TAILLE=12 DIAGR=153 | No replacement | Please contact our technical support
88650606 |  | CAMES TAQUET=12 BOUTON=AV | No replacement | Please contact our technical support
88650607 |  | CAMES TAILLE=6 TAQUET=6 D | No replacement | Please contact our technical support
88650701 |  | CAMES REGLAB=14 BOUTON=AV | No replacement | Please contact our technical support
88650702 |  | CAMES TAILLE=14 BOUTON=SA | No replacement | Please contact our technical support
88650704 |  | ES TAQUET=14 BOUTON=AVEC | No replacement | Please contact our technical support
88650705 |  | CAMES TAILLE=14 DIAGR=155 | No replacement | Please contact our technical support
88650801 |  | CAMES TAILLE=15 DIAGR=153 | No replacement | Please contact our technical support
88650901 |  | CHASSIS 22 CAMES TAILLE=2 | No replacement | Please contact our technical support
88650902 |  | CHASSIS 18 CAMES TAQUET=1 | No replacement | Please contact our technical support
88650903 |  | CHASSIS 18 CAMES TAQUET=1 | No replacement | Please contact our technical support
88650904 |  | CHASSIS 18 CAMES TAILLE=1 | No replacement | Please contact our technical support
88655102 |  | AQUET=1 | No replacement | Please contact our technical support
88655103 |  | AQUET=1 WITH 1 GEARED SY | No replacement | Please contact our technical support
88655104 |  | AILLE=1 DIAGR=360DEGRES | No replacement | Please contact our technical support
88655105 |  | EGLAB=1 WITH 1 GEARED SY | No replacement | Please contact our technical support
88655202 |  | TAQUET=2 | No replacement | Please contact our technical support
88655203 |  | TAILLE=2 DIAGR=15734 MISC | No replacement | Please contact our technical support
88655204 |  | TAQUET=2 SACHET=SANS | No replacement | Please contact our technical support
88655205 |  | TAILLE=2 DIAGR=15727 MINI | No replacement | Please contact our technical support
88655207 |  | TAILLE=2 DIAGR=15771 MISC | No replacement | Please contact our technical support
88655208 |  | TAQUET=2 MINI=83163115 SA | No replacement | Please contact our technical support
88814001 |  | fonction relais NF (non temporisé) 24Vac/dc | No replacement | Please contact our technical support
88814002 |  | fonction relais NF (non temporisé) 48Vac/dc | No replacement | Please contact our technical support
88814003 |  | fonction relais NF (non temporisé) 110Vac | No replacement | Please contact our technical support
88814004 |  | fonction relais NF (non temporisé) 230Vac | No replacement | Please contact our technical support
88814101 |  | fonction relais NO (non temporisé) 24Vac/dc | No replacement | Please contact our technical support |  |  |  |  | Check with TU2R1 (88 865 305) et n'utiliser que le deuxième relais en instantané
88814102 |  | fonction relais NO (non temporisé) 48Vac/dc | No replacement | Please contact our technical support |  |  |  |  | Check with TU2R1 (88 865 305) et n'utiliser que le deuxième relais en instantané
88814103 |  | fonction relais NO (non temporisé) 110Vac | No replacement | Please contact our technical support |  |  |  |  | Check with TU2R1 (88 865 305) et n'utiliser que le deuxième relais en instantané
88814104 |  | fonction relais NO (non temporisé) 230Vac | No replacement | Please contact our technical support |  |  |  |  | Check with TU2R1 (88 865 305) et n'utiliser que le deuxième relais en instantané
88819123 |  | SAS 220A 13M | No replacement | Please contact our technical support
88857502 |  | TOP 948 12/24DC | No replacement | Please contact our technical support |  |  |  |  | Fonctions A-B-C-H without memory Check with timer 814 Fonctions A-B-C-H with memory Check with timer 815E Fonction Ab Check with Millénium Fonction D/Di without memory Check with TMR48L Fonction D/Di with memory Check with Millénium Fonction T no replacement
88857504 |  | TOP 948 24/48AC | No replacement | Please contact our technical support |  |  |  |  | Fonctions A-B-C-H without memory Check with timer 814 Fonctions A-B-C-H with memory Check with timer 815E Fonction Ab Check with Millénium Fonction D/Di without memory Check with TMR48L Fonction D/Di with memory Check with Millénium Fonction T no replacement
88857508 |  | TOP 948 110/220AC | No replacement | Please contact our technical support |  |  |  |  | Fonctions A-B-C-H without memory Check with timer 814 Fonctions A-B-C-H with memory Check with timer 815E Fonction Ab Check with Millénium Fonction D/Di without memory Check with TMR48L Fonction D/Di with memory Check with Millénium Fonction T no replacement
88860010 |  | M fonction I / F / O 160s 24 Vac/dc | No replacement | Please contact our technical support |  |  |  |  | si I >TLR1 si O>TXR1 si F>reCheck with l'appli.
88860011 |  | M fonction I / F / O 160s 48V ac/dc | No replacement | Please contact our technical support |  |  |  |  | si I >TLR1si O>TXR1 (pas de 48Vdc) si F>reCheck with l'appli
88860012 |  | M fonction I / F / O 160s 110V ac | No replacement | Please contact our technical support |  |  |  |  | si I >TLR1 si O>TXR1 si F>reCheck with l'appli.
88860014 |  | M fonction I / F / O 160s 220V ac | No replacement | Please contact our technical support |  |  |  |  | si I >TLR1 si O>TXR1 si F>reCheck with l'appli.
88860030 |  | M fonction I / F / O 640m 24 Vac/dc | No replacement | Please contact our technical support |  |  |  |  | si I >TLR1 si O>TXR1 si F>reCheck with l'appli.
88860031 |  | M fonction I / F / O 640m 48V ac/dc | No replacement | Please contact our technical support |  |  |  |  | si I >TLR1si O>TXR1 (pas de 48Vdc) si F>reCheck with l'appli
88860032 |  | M fonction I / F / O 640m 110V ac | No replacement | Please contact our technical support |  |  |  |  | si I >TLR1 si O>TXR1 si F>reCheck with l'appli.
88860034 |  | M fonction I / F / O 640m 220V ac | No replacement | Please contact our technical support |  |  |  |  | si I >TLR1 si O>TXR1 si F>reCheck with l'appli.
88860810 |  | M fonction B / C / N 160s 24 Vac/dc | No replacement | Please contact our technical support |  |  |  |  | si B ou C > MUR1 88827105 si N > MXR1 88827185
88860811 |  | M fonction B / C / N 160s 48V ac/dc | No replacement | Please contact our technical support |  |  |  |  | si B ou C > MUR3 88827103 si N > MXR1 88827185 (pas de 48Vdc)
88860812 |  | M fonction B / C / N 160s 110V ac | No replacement | Please contact our technical support |  |  |  |  | si B ou C > MUR1 88827105 si N > MXR1 88827185
88860814 |  | M fonction B / C / N 160s 220V ac | No replacement | Please contact our technical support |  |  |  |  | si B ou C > MUR1 88827105 si N > MXR1 88827185
88860830 |  | M fonction B / C / N 640m 24 Vac/dc | No replacement | Please contact our technical support |  |  |  |  | si B ou C > MUR1 88827105 si N > MXR1 88827185
88860831 |  | M fonction B / C / N 640m 48V ac/dc | No replacement | Please contact our technical support |  |  |  |  | si B ou C > MUR3 88827103 si N > MXR1 88827185 (pas de 48Vdc)
88860832 |  | M fonction B / C / N 640m 110V ac | No replacement | Please contact our technical support |  |  |  |  | si B ou C > MUR1 88827105 si N > MXR1 88827185
88860834 |  | M fonction B / C / N 640m 220V ac | No replacement | Please contact our technical support |  |  |  |  | si B ou C > MUR1 88827105 si N > MXR1 88827185
88861410 |  | M fonction Ma / Mb / Mc 24 Vac/dc | No replacement | Please contact our technical support |  |  |  |  | si Ma>MHR1 88827145 si Mb ou Mc MXR1 88827185 en W/Bw
88861411 |  | M fonction Ma / Mb / Mc 48V ac/dc | No replacement | Please contact our technical support |  |  |  |  | si Ma>MHR1 88827145 si Mb ou Mc MXR1 88827185 en W/Bw (pas de 48Vdc)
88861412 |  | M fonction Ma / Mb / Mc 110V ac | No replacement | Please contact our technical support |  |  |  |  | si Ma>MHR1 88827145 si Mb ou Mc MXR1 88827185 en W/Bw
88861414 |  | M fonction Ma / Mb / Mc 220V ac | No replacement | Please contact our technical support |  |  |  |  | si Ma>MHR1 88827145 si Mb ou Mc MXR1 88827185 en W/Bw
88863001 |  | fonction relais inv (non temporisé) 24Vac/dc | No replacement | Please contact our technical support
88863002 |  | fonction relais inv (non temporisé) 48Vac/dc | No replacement | Please contact our technical support
88863003 |  | fonction relais inv (non temporisé) 110Vac | No replacement | Please contact our technical support
88863004 |  | fonction relais inv (non temporisé) 230Vac | No replacement | Please contact our technical support
88863101 |  | fonction relais 2 inv (non temporisé) 24Vac/dc | No replacement | Please contact our technical support
88863102 |  | fonction relais 2 inv (non temporisé) 48Vac/dc | No replacement | Please contact our technical support
88863103 |  | fonction relais 2 inv (non temporisé) 110Vac | No replacement | Please contact our technical support
88863104 |  | fonction relais 2 inv (non temporisé) 230Vac | No replacement | Please contact our technical support
88865180 |  | TXR4 | No replacement | Please contact our technical support
88870100 |  | HAS (tempo hybride) | No replacement | Please contact our technical support | [5 empty] | request sent to Paul bachman to update.
88870184 |  | SAIS 220A 2S | No replacement | Please contact our technical support | [5 empty] | request sent to Paul bachman to update.
88870205 |  | SBSD 220A 10S | No replacement | Please contact our technical support | [5 empty] | request sent to Paul bachman to update.
88870403 |  | SHSD 220A 240S | No replacement | Please contact our technical support | [5 empty] | request sent to Paul bachman to update.
88870404 |  | SHSD 220A 1S | No replacement | Please contact our technical support | [5 empty] | request sent to Paul bachman to update.
88870405 |  | SHSD 220A 10M | No replacement | Please contact our technical support | [5 empty] | request sent to Paul bachman to update.
88870410 |  | SHSB 220A 120S | No replacement | Please contact our technical support | [5 empty] | request sent to Paul bachman to update.
88870417 |  | SHS 220A 2S | No replacement | Please contact our technical support | [5 empty] | request sent to Paul bachman to update.
88870418 |  | SHS 110A 20S | No replacement | Please contact our technical support | [5 empty] | request sent to Paul bachman to update.
88870420 |  | SHS 24A 0,2S | No replacement | Please contact our technical support | [5 empty] | request sent to Paul bachman to update.
88870421 |  | SHS 220A 0,5S | No replacement | Please contact our technical support | [5 empty] | request sent to Paul bachman to update.
88870426 |  | SHS 220A 10S | No replacement | Please contact our technical support | [5 empty] | request sent to Paul bachman to update.
88870432 |  | SHS 220A 240S | No replacement | Please contact our technical support | [5 empty] | request sent to Paul bachman to update.
88870433 |  | SHSB 220A 30M | No replacement | Please contact our technical support | [5 empty] | request sent to Paul bachman to update.
88870434 |  | SHSD 220A 30S | No replacement | Please contact our technical support | [5 empty] | request sent to Paul bachman to update.
88870440 |  | SHSBD 230A 0,3A3S | No replacement | Please contact our technical support | [5 empty] | request sent to Paul bachman to update.
88870441 |  | SHSD 220A 180S | No replacement | Please contact our technical support | [5 empty] | request sent to Paul bachman to update.
88870443 |  | SHSB 220A 25S | No replacement | Please contact our technical support | [5 empty] | request sent to Paul bachman to update.
88870444 |  | SHSP 220A 12S | No replacement | Please contact our technical support | [5 empty] | request sent to Paul bachman to update.
88870445 |  | SHS 230V 1S | No replacement | Please contact our technical support | [5 empty] | request sent to Paul bachman to update.
88870446 |  | SHSBD 220A 5S | No replacement | Please contact our technical support | [5 empty] | request sent to Paul bachman to update.
88870447 |  | SHS 230V 20S | No replacement | Please contact our technical support | [5 empty] | request sent to Paul bachman to update.
88870448 |  | SHSB 220A 15S | No replacement | Please contact our technical support | [5 empty] | request sent to Paul bachman to update.
88870450 |  | SHSD 230A 3S | No replacement | Please contact our technical support | [5 empty] | request sent to Paul bachman to update.
88870451 |  | SHSBP 230VAC 100S | No replacement | Please contact our technical support | [5 empty] | request sent to Paul bachman to update.
88870452 |  | SHS 230A 12S | No replacement | Please contact our technical support | [5 empty] | request sent to Paul bachman to update.
88870501 |  | SDSB 220A 3S | No replacement | Please contact our technical support | [5 empty] | request sent to Paul bachman to update.
88870502 |  | SDS1B | No replacement | Please contact our technical support | [5 empty] | request sent to Paul bachman to update.
88870503 |  | SDS2B | No replacement | Please contact our technical support | [5 empty] | request sent to Paul bachman to update.
88870507 |  | SDSB 220A 0,5S | No replacement | Please contact our technical support | [5 empty] | request sent to Paul bachman to update.
88870508 |  | SDSB 110A 1S | No replacement | Please contact our technical support | [5 empty] | request sent to Paul bachman to update.
88870510 |  | SDSBD 110A 10S | No replacement | Please contact our technical support | [5 empty] | request sent to Paul bachman to update.
88870511 |  | SDSBD 230A 240S | No replacement | Please contact our technical support | [5 empty] | request sent to Paul bachman to update.
88870512 |  | SDSBD 230A 10S | No replacement | Please contact our technical support | [5 empty] | request sent to Paul bachman to update.
88870601 |  | SAS CB 24A 330S | No replacement | Please contact our technical support | [5 empty] | request sent to Paul bachman to update.
88870602 |  | SAS CB 220A 300S | No replacement | Please contact our technical support | [5 empty] | request sent to Paul bachman to update.
88870603 |  | SAS CB 220-240A 240S | No replacement | Please contact our technical support | [5 empty] | request sent to Paul bachman to update.
88870604 |  | SAS CB 220-240A 180S | No replacement | Please contact our technical support | [5 empty] | request sent to Paul bachman to update.
88870606 |  | SAS CB 220A 330S | No replacement | Please contact our technical support | [5 empty] | request sent to Paul bachman to update.
88870701 |  | SGSI220A TOFF30M TON10M | No replacement | Please contact our technical support | [5 empty] | request sent to Paul bachman to update.
88870704 |  | SGS 220A 180S-10S | No replacement | Please contact our technical support | [5 empty] | request sent to Paul bachman to update.
88870705 |  | SGSI 230A 240S-24S | No replacement | Please contact our technical support | [5 empty] | request sent to Paul bachman to update.
88870708 |  | SGSI 220A 120S-6S | No replacement | Please contact our technical support | [5 empty] | request sent to Paul bachman to update.
88870709 |  | SGSI 24A 30M-3M | No replacement | Please contact our technical support | [5 empty] | request sent to Paul bachman to update.
88870711 |  | SGSI 110A 240S-24S | No replacement | Please contact our technical support | [5 empty] | request sent to Paul bachman to update.
88870801 |  | SHS SP77 220A | No replacement | Please contact our technical support | [5 empty] | request sent to Paul bachman to update.
88870802 |  | SHS SP16 24A 240S | No replacement | Please contact our technical support | [5 empty] | request sent to Paul bachman to update.
88870803 |  | SHS SP16 220A 360S | No replacement | Please contact our technical support | [5 empty] | request sent to Paul bachman to update.
88870804 |  | SHSBP SP100 220A 1A10S | No replacement | Please contact our technical support | [5 empty] | request sent to Paul bachman to update.
88870824 |  | SASX 220A 30M | No replacement | Please contact our technical support | [5 empty] | request sent to Paul bachman to update.
88870835 |  | SHSB 220A 15S SP03019 | No replacement | Please contact our technical support | [5 empty] | request sent to Paul bachman to update.
88870838 |  | SAS CB 230A 180S SP 05012 | No replacement | Please contact our technical support | [5 empty] | request sent to Paul bachman to update.
88870839 |  | SHSB 220A 18S SP5040 | No replacement | Please contact our technical support | [5 empty] | request sent to Paul bachman to update.
88871501 |  | BDRU 12 VDC | No replacement | Please contact our technical support
88871601 |  | BDRIU 12 VDC | No replacement | Please contact our technical support
88873501 |  | TDRU 12 VDC | No replacement | Please contact our technical support
88873601 |  | TDRIU/12 12 VDC | No replacement | Please contact our technical support
88874009 |  | TLSU 10.260 VAC | No replacement | Please contact our technical support |  |  |  |  | Check with with 88827004 MUS2 non embrochable
88874109 |  | TASU 10.260 VUC | No replacement | Please contact our technical support |  |  |  |  | Check with with 88827014 MAS5 non embrochable
88874409 |  | THSU 10.260 VUC | No replacement | Please contact our technical support |  |  |  |  | Check with with 88827044 MHS2 non embrochable
88874509 |  | TDSU 10.260 VAC | No replacement | Please contact our technical support |  |  |  |  | Check with with 88827054 MLS2 non embrochable
88874609 |  | TDISU 10.260 VAC | No replacement | Please contact our technical support |  |  |  |  | Check with with 88827054 MLS2 non embrochable
88875503 |  | FLRU48/24 | No replacement | Please contact our technical support
88875506 |  | FLRU110/24 | No replacement | Please contact our technical support
88875508 |  | FLRU220/24 | No replacement | Please contact our technical support
88875686 |  | MDR 110A/24U | No replacement | Please contact our technical support
88875688 |  | MDR 220A/24U | No replacement | Please contact our technical support
88875708 |  | FDRU220/24 | No replacement | Please contact our technical support
88876004 |  | G813LV | No replacement | Please contact our technical support
88876104 |  | F813LV | No replacement | Please contact our technical support
88876204 |  | G813MTLV | No replacement | Please contact our technical support
88876208 |  | G813MTHV | No replacement | Please contact our technical support
88876405 |  | G813AX2.110/24 | No replacement | Please contact our technical support
88876407 |  | G813AX2.220/24 | No replacement | Please contact our technical support
88876605 |  | G813LED110/24 | No replacement | Please contact our technical support
88876607 |  | G813LED220/24 | No replacement | Please contact our technical support
88877007 |  | LGRD 220-240A/110A2A20S | No replacement | Please contact our technical support
88877008 |  | PKR 24A B | No replacement | Please contact our technical support
88877009 |  | PKR 24 A H | No replacement | Please contact our technical support
88877010 |  | PKR 24 D B | No replacement | Please contact our technical support
88877011 |  | PKR 24 D H | No replacement | Please contact our technical support
88877111 |  | DKR 24D H | No replacement | Please contact our technical support
88877112 |  | DKRH24VCA | No replacement | Please contact our technical support
88877113 |  | DKR 48 AH | No replacement | Please contact our technical support
88877115 |  | DKR 110A H | No replacement | Please contact our technical support
88877116 |  | DKR 240A H | No replacement | Please contact our technical support
88877117 |  | DKRH 220 | No replacement | Please contact our technical support
88877161 |  | LKR 24D H | No replacement | Please contact our technical support
88877165 |  | LKR 110A H | No replacement | Please contact our technical support
88877167 |  | LKR 220A H | No replacement | Please contact our technical support
88877221 |  | DXR 24D | No replacement | VOIR MUR/MXR (fonction Bw et W)
88877223 |  | DXR 48V | No replacement | VOIR MUR/MXR (fonction Bw et W)
88877227 |  | DXR 220A | No replacement | VOIR MUR/MXR (fonction Bw et W)
88877271 |  | LXR 24D | No replacement | VOIR MUR/MXR (fonction Bw et W)
88877275 |  | LXR 110A | No replacement | VOIR MUR/MXR (fonction Bw et W)
88877277 |  | LXR 220A | No replacement | VOIR MUR/MXR (fonction Bw et W)
88877339 |  | DQR 415/440A | No replacement | Please contact our technical support
88879103 |  | RAR2 24VCA | No replacement | VOIR RTMA4
88883600 |  | Relais 24Vuc série M2 | No replacement | Please contact our technical support
88883602 |  | Relais 110.127 Vac série M2 | No replacement | Please contact our technical support
88883604 |  | Relais 220.240 Vac série M2 | No replacement | Please contact our technical support
88893525 |  | TRL2 | No replacement | VOIR TLR1 (1 seul inverseur)
88893715 |  | TRAB | No replacement | Please contact our technical support
88901112 |  | MBA 24 VDC 0.15" A 3" | No replacement | VOIR MBA (suivant tempo approchante)
88901118 |  | MBA 110 A 240 VAC /DC 0.15" A 3" | No replacement | VOIR MBA (suivant tempo approchante)
88901132 |  | MBA 24 VDC 1.5" A 30" | No replacement | VOIR MBA (suivant tempo approchante)
88901138 |  | MBA 110 A 240 VAC /DC 1.5" A 30" | No replacement | VOIR MBA (suivant tempo approchante)
88901152 |  | MBA 24 VDC 5" A 100" | No replacement | VOIR MBA (suivant tempo approchante)
88901158 |  | MBA 110 A 240 VAC /DC 5" A 100" | No replacement | VOIR MBA (suivant tempo approchante)
88901162 |  | MBA 24 VDC 15" A 300" | No replacement | VOIR MBA (suivant tempo approchante)
88901168 |  | MBA 110 A 240 VAC /DC 15" A 300" | No replacement | VOIR MBA (suivant tempo approchante)
88901182 |  | MBA 24 VDC 1.5' A 30' | No replacement | VOIR MBA (suivant tempo approchante)
88901188 |  | MBA 110 A 240 VAC /DC 1.5' A 30' | No replacement | VOIR MBA (suivant tempo approchante)
88901222 |  | MBH 3 FILS 24VCC 10S | No replacement | Please contact our technical support
88902102 |  | MB 24VDC 1S 328-257 RS | No replacement | Please contact our technical support
88902122 |  | MB D22 24V 10S 328.263 | No replacement | Please contact our technical support
88902128 |  | MBA 2FILS UC 10SRS2105450 | No replacement | Please contact our technical support
88902132 |  | MB D22 24V 30S 328.279 | No replacement | Please contact our technical support
88902142 |  | MB D22 24V 60S 328.285 | No replacement | Please contact our technical support
88902152 |  | MB D22 24V 100S 328.291 | No replacement | Please contact our technical support
88902162 |  | MB D22 24V 300S 328.308 | No replacement | Please contact our technical support
88902172 |  | MB D22 24V 10M 328,314 | No replacement | Please contact our technical support
88902192 |  | MB D22 24V 60M 328.320 | No replacement | Please contact our technical support
88906114 |  | XISF H | No replacement | Please contact our technical support
88906115 |  | XIS H | No replacement | Please contact our technical support
88906203 |  | SYR 2401 | No replacement | Please contact our technical support
88906204 |  | SYR 1201 | No replacement | Please contact our technical support
88910108 |  | SOCLE TEMPO. MONO.A 24.240 VAC /DC | No replacement | Please contact our technical support
88910308 |  | SOCLE TEMPO. MONO.C 24.240 VAC /DC | No replacement | Please contact our technical support
88910408 |  | SOCLE TEMPO. MONO.H 24.240 VAC /DC | No replacement | Please contact our technical support
89401031 |  | DPO MINI. AXIAL BARRAGE | No replacement | Please contact our technical support |  |  |  |  | Arrét de commercialisation 2005 Pas de solution de remplacement à proposer - Check with SCHNEIDER -TELEMECANIQQUE | request sent to Paul bachman to update.
89401032 |  | DPO MINI. AXIAL PROXIMITE | No replacement | Please contact our technical support |  |  |  |  | Arrét de commercialisation 2005 Pas de solution de remplacement à proposer - Check with SCHNEIDER -TELEMECANIQQUE | request sent to Paul bachman to update.
89401033 |  | DPO MINI. AXIAL BARRAGE REFLEX | No replacement | Please contact our technical support |  |  |  |  | Arrét de commercialisation 2005 Pas de solution de remplacement à proposer - Check with SCHNEIDER -TELEMECANIQQUE | request sent to Paul bachman to update.
89401083 |  | DPO SUBMINI. BARRAGE | No replacement | Please contact our technical support |  |  |  |  | Arrét de commercialisation 2005 Pas de solution de remplacement à proposer - Check with SCHNEIDER -TELEMECANIQQUE | request sent to Paul bachman to update.
89401084 |  | DPO SUBMINI. BARRAGE REFLEX | No replacement | Please contact our technical support |  |  |  |  | Arrét de commercialisation 2005 Pas de solution de remplacement à proposer - Check with SCHNEIDER -TELEMECANIQQUE | request sent to Paul bachman to update.
89401085 |  | DPO SUBMINI. PROXIMITE | No replacement | Please contact our technical support |  |  |  |  | Arrét de commercialisation 2005 Pas de solution de remplacement à proposer - Check with SCHNEIDER -TELEMECANIQQUE | request sent to Paul bachman to update.
89401207 |  | DPO FOURCHE 5 MM | No replacement | Please contact our technical support |  |  |  |  | Arrét de commercialisation 2005 Pas de solution de remplacement à proposer - Check with SCHNEIDER -TELEMECANIQQUE | request sent to Paul bachman to update.
89401208 |  | DPO FOURCHE 27 MM | No replacement | Please contact our technical support |  |  |  |  | Arrét de commercialisation 2005 Pas de solution de remplacement à proposer - Check with SCHNEIDER -TELEMECANIQQUE | request sent to Paul bachman to update.
89401411 |  | DPO AMPLI FIBRE | No replacement | Please contact our technical support |  |  |  |  | Arrét de commercialisation 2005 Pas de solution de remplacement à proposer - Check with SCHNEIDER -TELEMECANIQQUE | request sent to Paul bachman to update.
89401412 |  | DPO AMPLI FIBRE | No replacement | Please contact our technical support |  |  |  |  | Arrét de commercialisation 2005 Pas de solution de remplacement à proposer - Check with SCHNEIDER -TELEMECANIQQUE | request sent to Paul bachman to update.
89401441 |  | DPO AMPLI FIBRE COUL. LED ROUGE | No replacement | Please contact our technical support |  |  |  |  | Arrét de commercialisation 2005 Pas de solution de remplacement à proposer - Check with SCHNEIDER -TELEMECANIQQUE | request sent to Paul bachman to update.
89401443 |  | DPO AMPLI FIBRE COUL. LED VERTE | No replacement | Please contact our technical support |  |  |  |  | Arrét de commercialisation 2005 Pas de solution de remplacement à proposer - Check with SCHNEIDER -TELEMECANIQQUE | request sent to Paul bachman to update.
89401501 |  | DPO FOTOCEL 50 BARRAGE | No replacement | Please contact our technical support |  |  |  |  | Arrét de commercialisation 2005 Pas de solution de remplacement à proposer - Check with SCHNEIDER -TELEMECANIQQUE | request sent to Paul bachman to update.
89401502 |  | DPO FOTOCEL 50 PROXIMITE | No replacement | Please contact our technical support |  |  |  |  | Arrét de commercialisation 2005 Pas de solution de remplacement à proposer - Check with SCHNEIDER -TELEMECANIQQUE | request sent to Paul bachman to update.
89401503 |  | DPO FOTOCEL 50 BARRAGE REFLEX | No replacement | Please contact our technical support |  |  |  |  | Arrét de commercialisation 2005 Pas de solution de remplacement à proposer - Check with SCHNEIDER -TELEMECANIQQUE | request sent to Paul bachman to update.
89401505 |  | DPO FOTOCEL 50 BARRAGE COLLIMATE | No replacement | Please contact our technical support |  |  |  |  | Arrét de commercialisation 2005 Pas de solution de remplacement à proposer - Check with SCHNEIDER -TELEMECANIQQUE | request sent to Paul bachman to update.
89401507 |  | DPO FOTOCEL 50 BARRAGE REFLEX POLAR. | No replacement | Please contact our technical support |  |  |  |  | Arrét de commercialisation 2005 Pas de solution de remplacement à proposer - Check with SCHNEIDER -TELEMECANIQQUE | request sent to Paul bachman to update.
89401508 |  | DPO FOTOCEL 50 PROXIMITE light ON | No replacement | Please contact our technical support |  |  |  |  | Arrét de commercialisation 2005 Pas de solution de remplacement à proposer - Check with SCHNEIDER -TELEMECANIQQUE | request sent to Paul bachman to update.
89401509 |  | DPO FOTOCEL 50 PROXIMITE dark ON | No replacement | Please contact our technical support |  |  |  |  | Arrét de commercialisation 2005 Pas de solution de remplacement à proposer - Check with SCHNEIDER -TELEMECANIQQUE | request sent to Paul bachman to update.
89401801 |  | DPO FIBRE PLAST. BARRAGE 2,2MM M4 | No replacement | Please contact our technical support |  |  |  |  | Arrét de commercialisation 2005 Pas de solution de remplacement à proposer - Check with SCHNEIDER -TELEMECANIQQUE | request sent to Paul bachman to update.
89401802 |  | DPO FIBRE PLAST. BARRAGE 2,2MM M3 | No replacement | Please contact our technical support |  |  |  |  | Arrét de commercialisation 2005 Pas de solution de remplacement à proposer - Check with SCHNEIDER -TELEMECANIQQUE | request sent to Paul bachman to update.
89401803 |  | DPO FIBRE PLAST. BARRAGE 1MM M4 | No replacement | Please contact our technical support |  |  |  |  | Arrét de commercialisation 2005 Pas de solution de remplacement à proposer - Check with SCHNEIDER -TELEMECANIQQUE | request sent to Paul bachman to update.
89401804 |  | DPO FIBRE PLAST. BARRAGE 1MM M3 | No replacement | Please contact our technical support |  |  |  |  | Arrét de commercialisation 2005 Pas de solution de remplacement à proposer - Check with SCHNEIDER -TELEMECANIQQUE | request sent to Paul bachman to update.
89401805 |  | DPO FIBRE PLAST. REFLEX 2,2MM M6 | No replacement | Please contact our technical support |  |  |  |  | Arrét de commercialisation 2005 Pas de solution de remplacement à proposer - Check with SCHNEIDER -TELEMECANIQQUE | request sent to Paul bachman to update.
89401806 |  | DPO FIBRE PLAST. REFLEX COAX. 2,2MM M4 | No replacement | Please contact our technical support |  |  |  |  | Arrét de commercialisation 2005 Pas de solution de remplacement à proposer - Check with SCHNEIDER -TELEMECANIQQUE | request sent to Paul bachman to update.
89401807 |  | DPO FIBRE PLAST. REFLEX. 1MM M4 | No replacement | Please contact our technical support |  |  |  |  | Arrét de commercialisation 2005 Pas de solution de remplacement à proposer - Check with SCHNEIDER -TELEMECANIQQUE | request sent to Paul bachman to update.
89401808 |  | DPO FIBRE PLAST. BARR. TUBINOX 2,2MM M4 | No replacement | Please contact our technical support |  |  |  |  | Arrét de commercialisation 2005 Pas de solution de remplacement à proposer - Check with SCHNEIDER -TELEMECANIQQUE | request sent to Paul bachman to update.
89401809 |  | DPO FIBRE PLAST. BARRAGE TUBINOX 1MM M3 | No replacement | Please contact our technical support |  |  |  |  | Arrét de commercialisation 2005 Pas de solution de remplacement à proposer - Check with SCHNEIDER -TELEMECANIQQUE | request sent to Paul bachman to update.
89401810 |  | DPO FIBRE PLAST. REFLEX. TUBINOX 2,2M6 | No replacement | Please contact our technical support |  |  |  |  | Arrét de commercialisation 2005 Pas de solution de remplacement à proposer - Check with SCHNEIDER -TELEMECANIQQUE | request sent to Paul bachman to update.
89401811 |  | DPO FIBRE PLAST. REFL. TUBINOX 2,2MM M6 | No replacement | Please contact our technical support |  |  |  |  | Arrét de commercialisation 2005 Pas de solution de remplacement à proposer - Check with SCHNEIDER -TELEMECANIQQUE | request sent to Paul bachman to update.
89401896 |  | DPO DIAPHRAGME 0,5 MM | No replacement | Please contact our technical support |  |  |  |  | Arrét de commercialisation 2005 Pas de solution de remplacement à proposer - Check with SCHNEIDER -TELEMECANIQQUE | request sent to Paul bachman to update.
89401897 |  | DPO DIAPHRAGME 1 MM | No replacement | Please contact our technical support |  |  |  |  | Arrét de commercialisation 2005 Pas de solution de remplacement à proposer - Check with SCHNEIDER -TELEMECANIQQUE | request sent to Paul bachman to update.
89401898 |  | DPO DIAPHRAGME 1,5 MM | No replacement | Please contact our technical support |  |  |  |  | Arrét de commercialisation 2005 Pas de solution de remplacement à proposer - Check with SCHNEIDER -TELEMECANIQQUE | request sent to Paul bachman to update.
89401901 |  | DPO CONCENTRATEUR AXIAL | No replacement | Please contact our technical support |  |  |  |  | Arrét de commercialisation 2005 Pas de solution de remplacement à proposer - Check with SCHNEIDER -TELEMECANIQQUE | request sent to Paul bachman to update.
89401902 |  | DPO RENVOI LATERAL | No replacement | Please contact our technical support |  |  |  |  | Arrét de commercialisation 2005 Pas de solution de remplacement à proposer - Check with SCHNEIDER -TELEMECANIQQUE | request sent to Paul bachman to update.
89401905 |  | DPO FOCALISATEUR BARRAGE | No replacement | Please contact our technical support |  |  |  |  | Arrét de commercialisation 2005 Pas de solution de remplacement à proposer - Check with SCHNEIDER -TELEMECANIQQUE | request sent to Paul bachman to update.
89401906 |  | DPO FOCALISATEUR REFLEX | No replacement | Please contact our technical support |  |  |  |  | Arrét de commercialisation 2005 Pas de solution de remplacement à proposer - Check with SCHNEIDER -TELEMECANIQQUE | request sent to Paul bachman to update.
89401907 |  | DPO RENVOI LATERAL | No replacement | Please contact our technical support |  |  |  |  | Arrét de commercialisation 2005 Pas de solution de remplacement à proposer - Check with SCHNEIDER -TELEMECANIQQUE | request sent to Paul bachman to update.
89401908 |  | DPO SUPPORT DE FIXATION | No replacement | Please contact our technical support |  |  |  |  | Arrét de commercialisation 2005 Pas de solution de remplacement à proposer - Check with SCHNEIDER -TELEMECANIQQUE | request sent to Paul bachman to update.
89401909 |  | DPO REFLECTEUR (EX 899) | No replacement | Please contact our technical support |  |  |  |  | Arrét de commercialisation 2005 Pas de solution de remplacement à proposer - Check with SCHNEIDER -TELEMECANIQQUE | request sent to Paul bachman to update.
89401910 |  | DPO DIAPHRAGME 0.5X6 | No replacement | Please contact our technical support |  |  |  |  | Arrét de commercialisation 2005 Pas de solution de remplacement à proposer - Check with SCHNEIDER -TELEMECANIQQUE | request sent to Paul bachman to update.
89401911 |  | DPO DIAPHRAGME 1X6 | No replacement | Please contact our technical support |  |  |  |  | Arrét de commercialisation 2005 Pas de solution de remplacement à proposer - Check with SCHNEIDER -TELEMECANIQQUE | request sent to Paul bachman to update.
89401912 |  | DPO DIAPHRAGME 2X6 | No replacement | Please contact our technical support |  |  |  |  | Arrét de commercialisation 2005 Pas de solution de remplacement à proposer - Check with SCHNEIDER -TELEMECANIQQUE | request sent to Paul bachman to update.
89440042 |  | DPO CD 18 100 NSC | No replacement | Please contact our technical support |  |  |  |  | Arrét de commercialisation 2005 Pas de solution de remplacement à proposer - Check with SCHNEIDER -TELEMECANIQQUE
89440052 |  | DPO CD 18 100 PSC | No replacement | Please contact our technical support |  |  |  |  | Arrét de commercialisation 2005 Pas de solution de remplacement à proposer - Check with SCHNEIDER -TELEMECANIQQUE
89440088 |  | DPO CD 18 100 C3 NO | No replacement | Please contact our technical support |  |  |  |  | Arrét de commercialisation 2005 Pas de solution de remplacement à proposer - Check with SCHNEIDER -TELEMECANIQQUE
89440142 |  | DPO CD 18 200 N SC | No replacement | Please contact our technical support |  |  |  |  | Arrét de commercialisation 2005 Pas de solution de remplacement à proposer - Check with SCHNEIDER -TELEMECANIQQUE
89440152 |  | DPO CD 18 200 PSC | No replacement | Please contact our technical support |  |  |  |  | Arrét de commercialisation 2005 Pas de solution de remplacement à proposer - Check with SCHNEIDER -TELEMECANIQQUE
89440178 |  | DPO CD 18 200 C3 NC | No replacement | Please contact our technical support |  |  |  |  | Arrét de commercialisation 2005 Pas de solution de remplacement à proposer - Check with SCHNEIDER -TELEMECANIQQUE
89440187 |  | DPO CD18 200 C3 NO | No replacement | Please contact our technical support |  |  |  |  | Arrét de commercialisation 2005 Pas de solution de remplacement à proposer - Check with SCHNEIDER -TELEMECANIQQUE
89440252 |  | DPO CD 18 400 PSC | No replacement | Please contact our technical support |  |  |  |  | Arrét de commercialisation 2005 Pas de solution de remplacement à proposer - Check with SCHNEIDER -TELEMECANIQQUE
89440352 |  | DPO 18 200 P SC R | No replacement | Please contact our technical support |  |  |  |  | Arrét de commercialisation 2005 Pas de solution de remplacement à proposer - Check with SCHNEIDER -TELEMECANIQQUE
89440442 |  | DPO 18 400 N SC R | No replacement | Please contact our technical support |  |  |  |  | Arrét de commercialisation 2005 Pas de solution de remplacement à proposer - Check with SCHNEIDER -TELEMECANIQQUE
89440452 |  | DPO CD 18 400 PSCR | No replacement | Please contact our technical support |  |  |  |  | Arrét de commercialisation 2005 Pas de solution de remplacement à proposer - Check with SCHNEIDER -TELEMECANIQQUE
89440552 |  | DPO CR 18 PSC | No replacement | Please contact our technical support |  |  |  |  | Arrét de commercialisation 2005 Pas de solution de remplacement à proposer - Check with SCHNEIDER -TELEMECANIQQUE
89440578 |  | DPO 18 C3 NC | No replacement | Please contact our technical support |  |  |  |  | Arrét de commercialisation 2005 Pas de solution de remplacement à proposer - Check with SCHNEIDER -TELEMECANIQQUE
89440588 |  | DPO 18 C3 NO | No replacement | Please contact our technical support |  |  |  |  | Arrét de commercialisation 2005 Pas de solution de remplacement à proposer - Check with SCHNEIDER -TELEMECANIQQUE
89440662 |  | DPO CBE 18 | No replacement | Please contact our technical support |  |  |  |  | Arrét de commercialisation 2005 Pas de solution de remplacement à proposer - Check with SCHNEIDER -TELEMECANIQQUE
89440668 |  | DPO CBE 18 C3 | No replacement | Please contact our technical support |  |  |  |  | Arrét de commercialisation 2005 Pas de solution de remplacement à proposer - Check with SCHNEIDER -TELEMECANIQQUE
89440732 |  | DPO CBR 18 PNC | No replacement | Please contact our technical support |  |  |  |  | Arrét de commercialisation 2005 Pas de solution de remplacement à proposer - Check with SCHNEIDER -TELEMECANIQQUE
89440752 |  | DPO CBR 18 P NO | No replacement | Please contact our technical support |  |  |  |  | Arrét de commercialisation 2005 Pas de solution de remplacement à proposer - Check with SCHNEIDER -TELEMECANIQQUE
89440788 |  | DPO CBR 18 C3 NO | No replacement | Please contact our technical support |  |  |  |  | Arrét de commercialisation 2005 Pas de solution de remplacement à proposer - Check with SCHNEIDER -TELEMECANIQQUE
89441052 |  | DPO CD 18 100 P SC 90G | No replacement | Please contact our technical support |  |  |  |  | Arrét de commercialisation 2005 Pas de solution de remplacement à proposer - Check with SCHNEIDER -TELEMECANIQQUE
89441088 |  | DPO CD 18 100 C3 NO 90G | No replacement | Please contact our technical support |  |  |  |  | Arrét de commercialisation 2005 Pas de solution de remplacement à proposer - Check with SCHNEIDER -TELEMECANIQQUE
89441101 |  | DPO CD 18 200 C3 NO 2,5 M | No replacement | Please contact our technical support |  |  |  |  | Arrét de commercialisation 2005 Pas de solution de remplacement à proposer - Check with SCHNEIDER -TELEMECANIQQUE
89441542 |  | DPO CR 18 N SC | No replacement | Please contact our technical support |  |  |  |  | Arrét de commercialisation 2005 Pas de solution de remplacement à proposer - Check with SCHNEIDER -TELEMECANIQQUE
89441551 |  | DPO CR 18 P SC R | No replacement | Please contact our technical support |  |  |  |  | Arrét de commercialisation 2005 Pas de solution de remplacement à proposer - Check with SCHNEIDER -TELEMECANIQQUE
89441552 |  | DPO CR 18 P SC 90G | No replacement | Please contact our technical support |  |  |  |  | Arrét de commercialisation 2005 Pas de solution de remplacement à proposer - Check with SCHNEIDER -TELEMECANIQQUE
89441662 |  | DPO CBE 18 90G | No replacement | Please contact our technical support |  |  |  |  | Arrét de commercialisation 2005 Pas de solution de remplacement à proposer - Check with SCHNEIDER -TELEMECANIQQUE
89441752 |  | DPO CBR 18 P NO 90G | No replacement | Please contact our technical support |  |  |  |  | Arrét de commercialisation 2005 Pas de solution de remplacement à proposer - Check with SCHNEIDER -TELEMECANIQQUE
89450110 |  | PS 12VDC 5A 60W | No replacement | Please contact our technical support |  |  |  |  | Alimentation PS IC le 21/10/2011
89450122 |  | PS 12VDC 8,4A 100W With PFC | No replacement | Please contact our technical support |  |  |  |  | Alimentation PS IC le 21/10/2011
89450210 |  | PS 24VDC 2,5A 60W | No replacement | Please contact our technical support |  |  |  |  | Alimentation PS IC le 21/10/2011
89450221 |  | PS 24VDC 4,2A 100W | No replacement | Please contact our technical support |  |  |  |  | Alimentation PS IC le 21/10/2011
89450231 |  | PS 24VDC 6,2A 150W | No replacement | Please contact our technical support |  |  |  |  | Alimentation PS IC le 21/10/2011
89450232 |  | PS 24VDC 6,2A 150W With PFC | No replacement | Please contact our technical support |  |  |  |  | Alimentation PS IC le 21/10/2011
89450241 |  | PS 24VDC 10A 240W | No replacement | Please contact our technical support |  |  |  |  | Alimentation PS IC le 21/10/2011
89450242 |  | PS 24VDC 10A 240W With PFC | No replacement | Please contact our technical support |  |  |  |  | Alimentation PS IC le 21/10/2011
89951001 |  | TOP48D1 relais 24 à 240Vac/dc | No replacement | Please contact our technical support
89951101 |  | TOP48D2 statique 24 à 240Vac/dc | No replacement | Please contact our technical support
99761713 |  | CH48G compt horaire électromécanique 50Hz | No replacement | Please contact our technical support
99761720 |  | COMPT.HORAIRE 220-240V 50 | No replacement | Please contact our technical support
99761726 |  | COMPTEUR H0RAIRE 997617 | No replacement | Please contact our technical support
99761752 |  | COMPTEUR HORAIRE 997617 | No replacement | Please contact our technical support
99761754 |  | COMPTEUR HORAIRE 997617 | No replacement | Please contact our technical support
99761755 |  | COMPT.HOR.110/220V 60HZ | No replacement | Please contact our technical support
99761756 |  | COMPTEUR HORAIRE 997617 | No replacement | Please contact our technical support
99762203 |  | électroméca. à preset. 48Vac | No replacement | Please contact our technical support
99762205 |  | électroméca. à preset. 110Vdc | No replacement | Please contact our technical support
99762206 |  | électroméca. à preset. 48Vdc | No replacement | Please contact our technical support
99762209 |  | électroméca. à preset. 6Vdc | No replacement | Please contact our technical support
99762603 |  | 4 DEC. SANS RAZ 48VAC | No replacement | Please contact our technical support
99762606 |  | 4 DEC. SANS RAZ 48VDC | No replacement | Please contact our technical support
99762608 |  | 4 DEC. SANS RAZ 12VDC | No replacement | Please contact our technical support
99762609 |  | 4 DEC. SANS RAZ 6VDC | No replacement | Please contact our technical support
99762612 |  | 4 DEC. AVEC RAZ 48VAC | No replacement | Please contact our technical support
99762614 |  | 4 DEC. AVEC RAZ 110VDC | No replacement | Please contact our technical support
99762615 |  | 4 DEC. AVEC RAZ 48VDC | No replacement | Please contact our technical support
99762617 |  | 4 DEC. AVEC RAZ 12VDC | No replacement | Please contact our technical support
99762618 |  | 4 DEC. AVEC RAZ 6VDC | No replacement | Please contact our technical support
99762709 |  | 6 DEC. 6VDC SANS RAZ | No replacement | Please contact our technical support
99765101 |  | CP48D1 24.240Vac/dc relais | No replacement | VOIR AVEC CTR48 SUIVANT TENSION |  |  |  |  | CP48D1=Embrochable 11 BROCHES Multitension 24-240VAC/DC CTR48 suivant tension, bornier à vis débrochable 87 621 111 en 10-30VDC 87 621 112 en 24VAC 87 621 115 en 90-240VAC
99765201 |  | CP48D1 24.240Vac/dc statique NPN | No replacement | VOIR AVEC CTR48 SUIVANT TENSION |  |  |  |  | CP48D1=Embrochable 11 BROCHES Multitension 24-240VAC/DC CTR48 suivant tension, bornier à vis débrochable 87 621 111 en 10-30VDC 87 621 112 en 24VAC 87 621 115 en 90-240VAC
2011169 |  | ENS SEM EXTENSION 24V 35 RESSORT+LOQUETS | [6 empty] | Product available contact our customers service
5055123 |  | MISC CONTROL LABEL FOR RS PRODUCTS | [6 empty] | Product available contact our customers service
5070101 |  | MISC CONTROL PACKING TOP S3 | [6 empty] | Product available contact our customers service
5070102 |  | MISC CONTROL PACKING BASE S3 | [6 empty] | Product available contact our customers service
5070130 |  | MISC CONTROL PACKING TOP S1 | [6 empty] | Product available contact our customers service
15000206 |  | MISC CONTROL SHEET TK2R1 | [6 empty] | Product available contact our customers service
16120210 |  | MISC CONTROL BOXE 410X320X240 | [6 empty] | Product available contact our customers service
16125684 |  | MISC CONTROL PLASTIC BAG 110X180 | [6 empty] | Product available contact our customers service
18098030 |  | MISC CONTROL RESISTOR CARBO 47R 1/2W 5 | [6 empty] | Product available contact our customers service
19020001 |  | MISC CONTROL PROBE OMRON PS-31 | [6 empty] | Product available contact our customers service
19020011 |  | ACCESSORY CONTROL RELAY SONDE S7 | [6 empty] | Product available contact our customers service
19021048 |  | MISC CONTROL CAP 5935-6 | [6 empty] | Product available contact our customers service
20030020 |  | MISC CONTROL TRANSFORMER 152035 | [6 empty] | Product available contact our customers service
20030021 |  | MISC CONTROL TRANSFORMER 152050 | [6 empty] | Product available contact our customers service
20030022 |  | MISC CONTROL TRANSFORMER 152025 | [6 empty] | Product available contact our customers service
25622076 |  | ACCESSORY TIMER PINS PLUG 11 POLES | [6 empty] | Product available contact our customers service
25622203 |  | ACCESSORY TIMER CONNECTOR SA 8 | [6 empty] | Product available contact our customers service
25622301 |  | PROBE CONTROL PINS PLUG 8 POLES | [6 empty] | Product available contact our customers service
26532706 |  | ACCESSORY TIMER SOCKET 4 POLES DIN RAIL | [6 empty] | Product available contact our customers service
26852303 |  | PROBE CONTROL CONVERTER 50A/50MA | [6 empty] | Product available contact our customers service
26852304 |  | PROBE CONTROL CONVERTER 100A/50MA | [6 empty] | Product available contact our customers service
70769145 |  | PIECE PARTS ENS CAME | [6 empty] | Product available contact our customers service
70769767 |  | ENS.CAME | [6 empty] | Product available contact our customers service
79220551 |  | PIECE PARTS BOUTON GRAVURE 0 A 30 | [6 empty] | Product available contact our customers service
79220552 |  | PIECE PARTS BOUTON GRAVURE 0 A 60 | [6 empty] | Product available contact our customers service
79220556 |  | PIECE PARTS CALOTTE | [6 empty] | Product available contact our customers service
79220560 |  | PIECE PARTS BOUTON GRAVURE 0 A 120 | [6 empty] | Product available contact our customers service
79237783 |  | ACCESSORY TIMER FRONT COVER BLACK RAL9011 | [6 empty] | Product available contact our customers service
79237785 |  | ACCESSORY TIMER PROTECTION COVER IP 64 T4 | [6 empty] | Product available contact our customers service
79238250 |  | POTENTIOMETER TRP 470K LIN +- 2 | [6 empty] | Product available contact our customers service
79238251 |  | POTENTIOMETER TRP 470K LIN+-2 | [6 empty] | Product available contact our customers service
79238252 |  | POTENTIOMETER TRPE 470K 054500000001 | [6 empty] | Product available contact our customers service
79294450 |  | ELECTRONIC PCB BRUSH 30W 24V BO HV IP54 | [6 empty] | Product available contact our customers service
79294451 |  | ELECTRONIC PCB BRUSH 30W 24V BF HV IP54 | [6 empty] | Product available contact our customers service
79294452 |  | ELECTRONIC PCB BRUSH 33W 24V BF BV IP54 | [6 empty] | Product available contact our customers service
79294457 |  | ELECTRONIC PCB BRUSH 30W 24V BF BV IP54 | [6 empty] | Product available contact our customers service
79294458 |  | ELECTRONIC PCB BRUSH 30W 24V BF BV IP54 | [6 empty] | Product available contact our customers service
79294760 |  | ELECTRONIC PCB BRUSH 30W 24V BO HV IP40 | [6 empty] | Product available contact our customers service
79294761 |  | ELECTRONIC PCB BRUSH 30W 24V BF HV IP40 | [6 empty] | Product available contact our customers service
79294762 |  | ELECTRONIC PCB BRUSH 30W 24V BF BV IP40 | [6 empty] | Product available contact our customers service
79300701 |  | CARTE PUCE/COB 814/816 | [6 empty] | Product available contact our customers service
79300702 |  | CARTE PUCE/COB 812/815 | [6 empty] | Product available contact our customers service
79300915 |  | MISC CONTROL SCREW+CAGE CLAMP | [6 empty] | Product available contact our customers service
79302425 |  | MISC CONTROL ASSEMBLY PROBE S7+CABLE | [6 empty] | Product available contact our customers service
79330044 |  | MISC CONTROL PINS PLUG P USA | [6 empty] | Product available contact our customers service
79330047 |  | MISC CONTROL PINS PLUG L USA | [6 empty] | Product available contact our customers service
79454357 |  | ELECTRONIC PCB FON ACV SMARTRONIC | [6 empty] | Product available contact our customers service
79694002 |  | ACCESSORY TIMER CONNECTOR SA 11 | [6 empty] | Product available contact our customers service
79696006 |  | ACCESSORY CONTROL RELAY PROBE S5 | [6 empty] | Product available contact our customers service
79696014 |  | ACCESSORY CONTROL RELAY PROBE S3 | [6 empty] | Product available contact our customers service
79696044 |  | ACCESSORY CONTROL RELAY PROBE S8 | [6 empty] | Product available contact our customers service
79696801 |  | ACCESSORY CONTROL RELAY SUBM LEVEL PROBE 468-1186 | [6 empty] | Product available contact our customers service
79696802 |  | ACCESSORY CONTROL RELAY KIT CONRAD S7 + C1 | [6 empty] | Product available contact our customers service
84800830 |  | CONTROL RELAY ACCESSORY COVER 17.5 262-182 RS | [6 empty] | Product available contact our customers service
84800831 |  | CONTROL RELAY ACCESSORY COVER 35 262-110 RS | [6 empty] | Product available contact our customers service
84870301 |  | LEVEL CONTROL RELAY LN 24VAC 8 PINS | [6 empty] | Product available contact our customers service
84870303 |  | LEVEL CONTROL RELAY LN 120VAC 8 PINS | [6 empty] | Product available contact our customers service
84870304 |  | LEVEL CONTROL RELAY LN 230VAC 8 PINS | [6 empty] | Product available contact our customers service
84870306 |  | LEVEL CONTROL RELAY LN 24VAC 11 PINS | [6 empty] | Product available contact our customers service
84870308 |  | LEVEL CONTROL RELAY LN 120VAC 11 PINS | [6 empty] | Product available contact our customers service
84870309 |  | LEVEL CONTROL RELAY LN 230VAC 11 PINS | [6 empty] | Product available contact our customers service
84870401 |  | LEVEL CONTROL RELAY L2N 24VAC | [6 empty] | Product available contact our customers service
84870403 |  | LEVEL CONTROL RELAY L2N 120VAC | [6 empty] | Product available contact our customers service
84870404 |  | LEVEL CONTROL RELAY L2N 230VAC | [6 empty] | Product available contact our customers service
84870501 |  | LEVEL CONTROL RELAY FN 24A | [6 empty] | Product available contact our customers service
84870502 |  | LEVEL CONTROL RELAY FN 48A | [6 empty] | Product available contact our customers service
84870503 |  | LEVEL CONTROL RELAY FN 120A | [6 empty] | Product available contact our customers service
84870504 |  | LEVEL CONTROL RELAY FN 230A | [6 empty] | Product available contact our customers service
84870803 |  | LEVEL CONTROL RELAY FN LS 230V | [6 empty] | Product available contact our customers service
84870804 |  | LEVEL CONTROL RELAY LN LC110 | [6 empty] | Product available contact our customers service
84870805 |  | LEVEL CONTROL RELAY LN LC230 | [6 empty] | Product available contact our customers service
84870807 |  | LEVEL CONTROL RELAY LN SP0001 | [6 empty] | Product available contact our customers service
84870808 |  | LEVEL CONTROL RELAY L2N SP0001 | [6 empty] | Product available contact our customers service
84870809 |  | LEVEL CONTROL RELAY LN SP0002 | [6 empty] | Product available contact our customers service
84870814 |  | LEVEL CONTROL RELAY LN SP06018 | [6 empty] | Product available contact our customers service
84870820 |  | LEVEL CONTROL RELAY KIT LN 848701AA | [6 empty] | Product available contact our customers service
84870821 |  | LEVEL CONTROL RELAY KIT LN 848702BB | [6 empty] | Product available contact our customers service
84870822 |  | LEVEL CONTROL RELAY KIT LN 848703CC | [6 empty] | Product available contact our customers service
84870823 |  | LEVEL CONTROL RELAY KIT LN 848704DD | [6 empty] | Product available contact our customers service
84870830 |  | LEVEL CONTROL RELAY RMC2 HNM RS 614-9347 | [6 empty] | Product available contact our customers service
84870831 |  | LEVEL CONTROL RELAY RMC2 HNE RS 614-9353 | [6 empty] | Product available contact our customers service
84870832 |  | LEVEL CONTROL RELAY RMC2 MNS RS 614-9369 | [6 empty] | Product available contact our customers service
84871020 |  | CURRENT CONTROL RELAY EIL 24VDC | [6 empty] | Product available contact our customers service
84871021 |  | CURRENT CONTROL RELAY EIL 24VAC | [6 empty] | Product available contact our customers service
84871023 |  | CURRENT CONTROL RELAY EIL 120VAC | [6 empty] | Product available contact our customers service
84871024 |  | CURRENT CONTROL RELAY EIL 230VAC | [6 empty] | Product available contact our customers service
84871030 |  | CURRENT CONTROL RELAY EIH 24VDC | [6 empty] | Product available contact our customers service
84871031 |  | CURRENT CONTROL RELAY EIH 24VAC | [6 empty] | Product available contact our customers service
84871032 |  | CURRENT CONTROL RELAY EIH 48VAC | [6 empty] | Product available contact our customers service
84871033 |  | CURRENT CONTROL RELAY EIH 120VAC | [6 empty] | Product available contact our customers service
84871034 |  | CURRENT CONTROL RELAY EIH 230VAC | [6 empty] | Product available contact our customers service
84871040 |  | CURRENT CONTROL RELAY EIT 24VDC | [6 empty] | Product available contact our customers service
84871041 |  | CURRENT CONTROL RELAY EIT 24VAC | [6 empty] | Product available contact our customers service
84871042 |  | CURRENT CONTROL RELAY EIT 48VAC | [6 empty] | Product available contact our customers service
84871043 |  | CURRENT CONTROL RELAY EIT 120VAC | [6 empty] | Product available contact our customers service
84871044 |  | CURRENT CONTROL RELAY EIT 230VAC | [6 empty] | Product available contact our customers service
84871830 |  | CURRENT CONTROL RELAY RMC2 HIL 261-965 | [6 empty] | Product available contact our customers service
84871831 |  | CURRENT CONTROL RELAY RMC2 HIH 261-943 | [6 empty] | Product available contact our customers service
84871832 |  | CURRENT CONTROL RELAY RMC2 MIC 261-959 | [6 empty] | Product available contact our customers service
84872020 |  | VOLTAGE CONTROL RELAY EUL 24VDC | [6 empty] | Product available contact our customers service
84872021 |  | VOLTAGE CONTROL RELAY EUL 24VAC | [6 empty] | Product available contact our customers service
84872023 |  | VOLTAGE CONTROL RELAY EUL 120VAC | [6 empty] | Product available contact our customers service
84872024 |  | VOLTAGE CONTROL RELAY EUL 230VAC | [6 empty] | Product available contact our customers service
84872030 |  | VOLTAGE CONTROL RELAY EUH 24VDC | [6 empty] | Product available contact our customers service
84872031 |  | VOLTAGE CONTROL RELAY EUH 24VAC | [6 empty] | Product available contact our customers service
84872033 |  | VOLTAGE CONTROL RELAY EUH 120VAC | [6 empty] | Product available contact our customers service
84872034 |  | VOLTAGE CONTROL RELAY EUH 230VAC | [6 empty] | Product available contact our customers service
84872830 |  | VOLTAGE CONTROL RELAY RMC2 HUL 262-053 | [6 empty] | Product available contact our customers service
84872831 |  | VOLTAGE CONTROL RELAY RMC2 HUH 261-987 | [6 empty] | Product available contact our customers service
84872832 |  | VOLTAGE CONTROL RELAY RMC2 MUS12DC 262-132 | [6 empty] | Product available contact our customers service
84872833 |  | VOLTAGE CONTROL RELAY RMC2 MUS80ACDC 262-104 | [6 empty] | Product available contact our customers service
84872834 |  | VOLTAGE CONTROL RELAY RMC2 MUS260ACDC 262-097 | [6 empty] | Product available contact our customers service
84872835 |  | VOLTAGE CONTROL RELAY RMC2 MUSF80ACDC 262-069 | [6 empty] | Product available contact our customers service
84872836 |  | VOLTAGE CONTROL RELAY RMC2 MUSF260ACDC 262-211 | [6 empty] | Product available contact our customers service
84872837 |  | FREQUENCY CONTROL RELAY RMC2 HHZ 261-971 | [6 empty] | Product available contact our customers service
84873004 |  | PHASE CONTROL RELAY EWS2 3AC 230...415V | [6 empty] | Product available contact our customers service
84873806 |  | PHASE CONTROL RELAY RMC2 MWS SP08037 | [6 empty] | Product available contact our customers service
84873830 |  | PHASE CONTROL RELAY RMC2 MWS 261-921 | [6 empty] | Product available contact our customers service
84873831 |  | PHASE CONTROL RELAY RMC2 MWS2 261-909 | [6 empty] | Product available contact our customers service
84873832 |  | PHASE CONTROL RELAY RMC2 MWG 261-915 | [6 empty] | Product available contact our customers service
84873833 |  | PHASE CONTROL RELAY RMC2 MWU 261-892 | [6 empty] | Product available contact our customers service
84873834 |  | PHASE CONTROL RELAY RMC2 MWA 262-047 | [6 empty] | Product available contact our customers service
84873835 |  | PHASE CONTROL RELAY RMC2 MWUA 262-025 | [6 empty] | Product available contact our customers service
84873836 |  | PHASE CONTROL RELAY RMC2 HWUA 262-003 | [6 empty] | Product available contact our customers service
84873837 |  | PHASE CONTROL RELAY RMC2 HWTM 262-031 | [6 empty] | Product available contact our customers service
84873838 |  | PHASE CONTROL RELAY RMC2 HWTM2 262-019 | [6 empty] | Product available contact our customers service
84873839 |  | VOLTAGE CONTROL RELAY RMC2 H3US 262-198 | [6 empty] | Product available contact our customers service
84873840 |  | VOLTAGE CONTROL RELAY RMC2 HU3SN 262-205 | [6 empty] | Product available contact our customers service
84873841 |  | VOLTAGE CONTROL RELAY RMC2 M3US 262-126 | [6 empty] | Product available contact our customers service
84874013 |  | TEMPERATURE CONTROL RELAYETM 120VAC | [6 empty] | Product available contact our customers service
84874014 |  | TEMPERATURE CONTROL RELAYETM 230VAC | [6 empty] | Product available contact our customers service
84874015 |  | TEMPERATURE CONTROL RELAYETM 24VUC | [6 empty] | Product available contact our customers service
84874022 |  | TEMPERATURE CONTROL RELAYETM2 48VAC | [6 empty] | Product available contact our customers service
84874023 |  | TEMPERATURE CONTROL RELAYETM2 120VAC | [6 empty] | Product available contact our customers service
84874024 |  | TEMPERATURE CONTROL RELAYETM2 230VAC | [6 empty] | Product available contact our customers service
84874025 |  | TEMPERATURE CONTROL RELAYETM2 24VUC | [6 empty] | Product available contact our customers service
84874033 |  | TEMPERATURE CONTROL RELAYETM22 120VAC | [6 empty] | Product available contact our customers service
84874034 |  | TEMPERATURE CONTROL RELAYETM22 230VAC | [6 empty] | Product available contact our customers service
84874035 |  | TEMPERATURE CONTROL RELAYETM22 24VUC | [6 empty] | Product available contact our customers service
84874830 |  | TEMPERATURE CONTROL RELAYRMC2 HT81 262-081 | [6 empty] | Product available contact our customers service
84874831 |  | TEMPERATURE CONTROL RELAYRMC2 HT81-2 262-148 | [6 empty] | Product available contact our customers service
84874832 |  | TEMPERATURE CONTROL RELAYRMC2 HWT81 262-075 | [6 empty] | Product available contact our customers service
84874833 |  | PUMP CONTROL RELAY RMC2 HPC 261-937 | [6 empty] | Product available contact our customers service
84874834 |  | SPEED CONTROL RELAY RMC2 HSV 261-993 | [6 empty] | Product available contact our customers service
84878041 |  | PROBE CONTROL CONVERTER100A-50MA 283-6384 | [6 empty] | Product available contact our customers service
84878230 |  | CURRENT CONTROL RELAY EIL 24VDC 463-3373 | [6 empty] | Product available contact our customers service
84878233 |  | CURRENT CONTROL RELAY EIL 120VAC 463-3395 | [6 empty] | Product available contact our customers service
84878234 |  | CURRENT CONTROL RELAY EIL 230VAC 463-3648 | [6 empty] | Product available contact our customers service
84878260 |  | CURRENT CONTROL RELAY EIT 24VDC 463-3424 | [6 empty] | Product available contact our customers service
84878263 |  | CURRENT CONTROL RELAY EIT 120VAC 463-3430 | [6 empty] | Product available contact our customers service
84878264 |  | CURRENT CONTROL RELAY EIT 230VAC 463-3676 | [6 empty] | Product available contact our customers service
84878273 |  | TEMPERATURE CONTROL RELAYETM 110VAC | [6 empty] | Product available contact our customers service
84878274 |  | TEMPERATURE CONTROL RELAYETM 230VAC | [6 empty] | Product available contact our customers service
84878275 |  | TEMPERATURE CONTROL RELAYETM 24VUC | [6 empty] | Product available contact our customers service
84878330 |  | CURRENT CONTROL RELAY EIH 24VDC 463-3402 | [6 empty] | Product available contact our customers service
84878333 |  | CURRENT CONTROL RELAY EIH 120VAC 463-3418 | [6 empty] | Product available contact our customers service
84878334 |  | CURRENT CONTROL RELAY EIH 230VAC 463-3654 | [6 empty] | Product available contact our customers service
84878430 |  | VOLTAGE CONTROL RELAY EUL 24VDC 463-3452 | [6 empty] | Product available contact our customers service
84878433 |  | VOLTAGE CONTROL RELAY EUL 120VAC 463-3468 | [6 empty] | Product available contact our customers service
84878434 |  | VOLTAGE CONTROL RELAY EUL 230VAC 463-3682 | [6 empty] | Product available contact our customers service
84878530 |  | VOLTAGE CONTROL RELAY EUH 24VDC 463-3474 | [6 empty] | Product available contact our customers service
84878533 |  | VOLTAGE CONTROL RELAY EUH 120VAC 463-3480 | [6 empty] | Product available contact our customers service
84878534 |  | VOLTAGE CONTROL RELAY EUH 230VAC 439-7588 | [6 empty] | Product available contact our customers service
84886018 |  | SPEED CONTROLLER VAR302 V2.1 | [6 empty] | Product available contact our customers service
85201045 |  | UV-VZ/30S-SZ/15S | [6 empty] | Product available contact our customers service
87610842 |  | TOTALIZER LCD LED CP2 2293 176-3128 | [6 empty] | Product available contact our customers service
88225011 |  | MECHANICAL TIMER 882250 12MN 220.240V 50HZ | [6 empty] | Product available contact our customers service
88225012 |  | MECHANICAL TIMER 882250 12MN 110.127V 50HZ | [6 empty] | Product available contact our customers service
88225013 |  | MECHANICAL TIMER 882250 12MN 24V 50HZ | [6 empty] | Product available contact our customers service
88225014 |  | MECHANICAL TIMER 882250 12H 220.240V 50HZ | [6 empty] | Product available contact our customers service
88225015 |  | MECHANICAL TIMER 882250 12H 110.127V 50HZ | [6 empty] | Product available contact our customers service
88225016 |  | MECHANICAL TIMER 882250 12H 24V 50HZ | [6 empty] | Product available contact our customers service
88225017 |  | MECHANICAL TIMER 882250 12H 48V 50HZ | [6 empty] | Product available contact our customers service
88225019 |  | MECHANICAL TIMER 882250 12MN 48V 50HZ | [6 empty] | Product available contact our customers service
88225029 |  | MECHANICAL TIMER 882250 12MN 24V 60HZ | [6 empty] | Product available contact our customers service
88225030 |  | MECHANICAL TIMER 882250 12MN110.127V 60HZ | [6 empty] | Product available contact our customers service
88225031 |  | MECHANICAL TIMER 882250 12MN 220.240V 60HZ | [6 empty] | Product available contact our customers service
88225032 |  | MECHANICAL TIMER 882250 12H 24V 60HZ | [6 empty] | Product available contact our customers service
88225033 |  | MECHANICAL TIMER 882250 12H 110.127V 60HZ. | [6 empty] | Product available contact our customers service
88225034 |  | MECHANICAL TIMER 882250 12H 220.240V 60HZ | [6 empty] | Product available contact our customers service
88226005 |  | MECHANICAL TIMER 882260 12MN 240V 50HZ NHP | [6 empty] | Product available contact our customers service
88226006 |  | MECHANICAL TIMER 882260 12H 240V 50HZ NHP | [6 empty] | Product available contact our customers service
88226007 |  | MECHANICAL TIMER 882260 12MN 240V 50HZ NHP | [6 empty] | Product available contact our customers service
88226011 |  | MECHANICAL TIMER 882260 12MN 220.240V 50HZ | [6 empty] | Product available contact our customers service
88226012 |  | MECHANICAL TIMER 882260 12MN 110.127V 50HZ | [6 empty] | Product available contact our customers service
88226013 |  | MECHANICAL TIMER 882260 12MN 24V 50HZ | [6 empty] | Product available contact our customers service
88226014 |  | MECHANICAL TIMER 882260 12H 220.240V 50HZ | [6 empty] | Product available contact our customers service
88226015 |  | MECHANICAL TIMER 882260 12H 110.127V 50HZ | [6 empty] | Product available contact our customers service
88226016 |  | MECHANICAL TIMER 882260 12H 24V 50HZ | [6 empty] | Product available contact our customers service
88226017 |  | MECHANICAL TIMER 882260 12H 48V 50HZ | [6 empty] | Product available contact our customers service
88226019 |  | MECHANICAL TIMER 882260 12MN 48V 50HZ | [6 empty] | Product available contact our customers service
88226029 |  | MECHANICAL TIMER 882260 12MN 24V 60HZ | [6 empty] | Product available contact our customers service
88226030 |  | MECHANICAL TIMER 882260 12MN 110.127V 60HZ | [6 empty] | Product available contact our customers service
88226031 |  | MECHANICAL TIMER 882260 12MN 220.240V 60HZ | [6 empty] | Product available contact our customers service
88226032 |  | MECHANICAL TIMER 882260 12H 24V 60HZ | [6 empty] | Product available contact our customers service
88226033 |  | MECHANICAL TIMER 882260 12H 110.127V 60HZ | [6 empty] | Product available contact our customers service
88226034 |  | MECHANICAL TIMER 882260 12H 220.240V 60HZ | [6 empty] | Product available contact our customers service
88226501 |  | MECHANICAL TIMER 882265 12MN 24V 50HZ | [6 empty] | Product available contact our customers service
88226503 |  | MECHANICAL TIMER 882265 12MN 110-127V 50HZ | [6 empty] | Product available contact our customers service
88226504 |  | MECHANICAL TIMER 882265 12MN 220-240V 50HZ | [6 empty] | Product available contact our customers service
88226505 |  | MECHANICAL TIMER 882265 12H 24V 50HZ | [6 empty] | Product available contact our customers service
88226507 |  | MECHANICAL TIMER 882265 12H 110-127V 50HZ | [6 empty] | Product available contact our customers service
88226508 |  | MECHANICAL TIMER 882265 12H 220-240V 50HZ | [6 empty] | Product available contact our customers service
88226509 |  | MECHANICAL TIMER 882265 12MN 24V 60HZ | [6 empty] | Product available contact our customers service
88226510 |  | MECHANICAL TIMER 882265 12MN 115V 60HZ | [6 empty] | Product available contact our customers service
88226511 |  | MECHANICAL TIMER 882265 12MN 220V 60HZ | [6 empty] | Product available contact our customers service
88226513 |  | MECHANICAL TIMER 882265 12H 110-127V 60HZ | [6 empty] | Product available contact our customers service
88226514 |  | MECHANICAL TIMER 882265 12H 220V 60HZ | [6 empty] | Product available contact our customers service
88226515 |  | MECHANICAL TIMER 882265 12MN 240V 50HZ NHP | [6 empty] | Product available contact our customers service
88226516 |  | MECHANICAL TIMER 882265 12H 240V 50HZ NHP | [6 empty] | Product available contact our customers service
88256300 |  | MINUTERIE 88.256.5 -HOMOLOGATION UL- | [6 empty] | Product available contact our customers service
88256401 |  | SMALL CAM TIMERS 882564 TEMPO=5MIN WITH 1 GEARED | [6 empty] | Product available contact our customers service
88256402 |  | SMALL CAM TIMERS 882564 TEMPO=15MIN WITH 1 GEARE | [6 empty] | Product available contact our customers service
88256403 |  | SMALL CAM TIMERS 882564 TEMPO=30MIN WITH 1 GEARE | [6 empty] | Product available contact our customers service
88256404 |  | SMALL CAM TIMERS 882564 TEMPO=60MIN WITH 1 GEARE | [6 empty] | Product available contact our customers service
88256405 |  | SMALL CAM TIMERS 882564 TEMPO=120MIN WITH 1 GEAR | [6 empty] | Product available contact our customers service
88256406 |  | SMALL CAM TIMERS 882564 TEMPO=5H WITH 1 GEARED S | [6 empty] | Product available contact our customers service
88256407 |  | SMALL CAM TIMERS 882564 TEMPO=15H WITH 1 GEARED | [6 empty] | Product available contact our customers service
88256408 |  | SMALL CAM TIMERS 882564 TEMPO=30H WITH 1 GEARED | [6 empty] | Product available contact our customers service
88256416 |  | SMALL CAM TIMERS 882564 TEMPO=30MIN BOUTON=SANS C | [6 empty] | Product available contact our customers service
88256419 |  | SMALL CAM TIMERS 882564 TEMPO=15H BOUTON=SANS CAM | [6 empty] | Product available contact our customers service
88256420 |  | SMALL CAM TIMERS 882564 TEMPO=5H WITH 1 GEARED S | [6 empty] | Product available contact our customers service
88256421 |  | SMALL CAM TIMERS 882564 TEMPO=2H WITH 1 GEARED S | [6 empty] | Product available contact our customers service
88256423 |  | SMALL CAM TIMERS 882564 TEMPO=15MIN BOUTON=SANS | [6 empty] | Product available contact our customers service
88256432 |  | SMALL CAM TIMERS 882564 TEMPO=5MIN BOUTON=SANS W | [6 empty] | Product available contact our customers service
88256433 |  | SMALL CAM TIMERS 882564 TEMPO=30MIN BOUTON=SANS | [6 empty] | Product available contact our customers service
88256434 |  | SMALL CAM TIMERS 882564 TEMPO=60MIN BOUTON=SANS | [6 empty] | Product available contact our customers service
88256435 |  | SMALL CAM TIMERS 882564 TEMPO=120MIN BOUTON=SANS | [6 empty] | Product available contact our customers service
88256436 |  | SMALL CAM TIMERS 882564 TEMPO=5H BOUTON=SANS WIT | [6 empty] | Product available contact our customers service
88256437 |  | SMALL CAM TIMERS 882564 TEMPO=15H BOUTON=SANS WI | [6 empty] | Product available contact our customers service
88256438 |  | SMALL CAM TIMERS 882564 TEMPO=30H BOUTON=SANS WI | [6 empty] | Product available contact our customers service
88256439 |  | SMALL CAM TIMERS 882564 TEMPO=60MIN WITH 1 MOTOR | [6 empty] | Product available contact our customers service
88256440 |  | SMALL CAM TIMERS 882564 TEMPO=15H WITH 1 GEARED | [6 empty] | Product available contact our customers service
88256455 |  | SMALL CAM TIMERS 882564 TEMPO=60S MINI=83160/UL | [6 empty] | Product available contact our customers service
88256456 |  | SMALL CAM TIMERS 882564 TEMPO=30MIN MINI=83160/UL | [6 empty] | Product available contact our customers service
88256457 |  | SMALL CAM TIMERS 882564 TEMPO=60MIN MINI=83160/UL | [6 empty] | Product available contact our customers service
88256458 |  | SMALL CAM TIMERS 882564 TEMPO=5MIN BOUTON=SANS MI | [6 empty] | Product available contact our customers service
88256459 |  | SMALL CAM TIMERS 882564 TEMPO=30S BOUTON=SANS MIN | [6 empty] | Product available contact our customers service
88256460 |  | SMALL CAM TIMERS 882564 TEMPO=30MIN BOUTON=SANS | [6 empty] | Product available contact our customers service
88256464 |  | SMALL CAM TIMERS 882564 TEMPO=4H BOUTON=SANS CAME | [6 empty] | Product available contact our customers service
88256466 |  | SMALL CAM TIMERS 882564 TEMPO=45MIN BOUTON=SANS C | [6 empty] | Product available contact our customers service
88256467 |  | MINUTERIE 88.256.4 TEMPO=5MIN CAME=79240608 | [6 empty] | Product available contact our customers service
88256468 |  | MINUTERIE 88.256.4 TEMPO 1H CAME=79240608 SP6124 A | [6 empty] | Product available contact our customers service
88256469 |  | MINUTERIE 88.256.4 TEMPO 5H CAME=79240608 SP6124 A | [6 empty] | Product available contact our customers service
88256470 |  | SMALL CAM TIMERS 882564 TEMPO=5MIN CAME=79240608 | [6 empty] | Product available contact our customers service
88256471 |  | SMALL CAM TIMERS 882564 TEMPO=15MIN CAME=79240608 | [6 empty] | Product available contact our customers service
88256472 |  | SMALL CAM TIMERS 882564 TEMPO=30MIN CAME=79240608 | [6 empty] | Product available contact our customers service
88256473 |  | SMALL CAM TIMERS 882564 TEMPO=1H CAME=79240608 SP | [6 empty] | Product available contact our customers service
88256474 |  | SMALL CAM TIMERS 882564 TEMPO=2H CAME=79240608 SP | [6 empty] | Product available contact our customers service
88256476 |  | SMALL CAM TIMERS 882564 TEMPO=15H CAME=79240608 S | [6 empty] | Product available contact our customers service
88256481 |  | SMALL CAM TIMERS 882564 TEMPO=15MIN BOUTON=SANS C | [6 empty] | Product available contact our customers service
88256482 |  | SMALL CAM TIMERS 882564 TEMPO=30MIN BOUTON=SANS C | [6 empty] | Product available contact our customers service
88256483 |  | SMALL CAM TIMERS 882564 TEMPO=1H BOUTON=SANS CAME | [6 empty] | Product available contact our customers service
88256484 |  | SMALL CAM TIMERS 882564 TEMPO=10MIN BOUTON=SANS T | [6 empty] | Product available contact our customers service
88256485 |  | SMALL CAM TIMERS 882564 TEMPO=120MIN BOUTON=SANS | [6 empty] | Product available contact our customers service
88256486 |  | SMALL CAM TIMERS 882564 TEMPO=1H CAME=79240608 SP | [6 empty] | Product available contact our customers service
88256487 |  | SMALL CAM TIMERS 882564 TEMPO=1H CAME=79240608 SP | [6 empty] | Product available contact our customers service
88256502 |  | SMALL CAM TIMERS 882565 TEMPO=4MIN MINI=831600/UL | [6 empty] | Product available contact our customers service
88256506 |  | SMALL CAM TIMERS 882565 TEMPO=5MIN WITH 1 MOTORE | [6 empty] | Product available contact our customers service
88256507 |  | SMALL CAM TIMERS 882565 TEMPO=15MIN WITH 1 GEARE | [6 empty] | Product available contact our customers service
88256508 |  | SMALL CAM TIMERS 882565 TEMPO=30MIN WITH 1 GEARE | [6 empty] | Product available contact our customers service
88256509 |  | SMALL CAM TIMERS 882565 TEMPO=60MIN WITH 1 GEARE | [6 empty] | Product available contact our customers service
88256510 |  | SMALL CAM TIMERS 882565 TEMPO=120MIN WITH 1 GEAR | [6 empty] | Product available contact our customers service
88256511 |  | SMALL CAM TIMERS 882565 TEMPO=5H WITH 1 GEARED S | [6 empty] | Product available contact our customers service
88256512 |  | SMALL CAM TIMERS 882565 TEMPO=15H WITH 1 GEARED | [6 empty] | Product available contact our customers service
88256513 |  | SMALL CAM TIMERS 882565 TEMPO=30H WITH 1 GEARED | [6 empty] | Product available contact our customers service
88256514 |  | SMALL CAM TIMERS 882565 TEMPO=60S BOUTON=SANS CAM | [6 empty] | Product available contact our customers service
88256516 |  | SMALL CAM TIMERS 882565 TEMPO=60S BOUTON=SANS DIA | [6 empty] | Product available contact our customers service
88256517 |  | SMALL CAM TIMERS 882565 TEMPO=30MIN BOUTON=SANS C | [6 empty] | Product available contact our customers service
88256519 |  | SMALL CAM TIMERS 882565 TEMPO=5MIN BOUTON=SANS W | [6 empty] | Product available contact our customers service
88256520 |  | SMALL CAM TIMERS 882565 TEMPO=30H BOUTON=SANS CAM | [6 empty] | Product available contact our customers service
88256522 |  | SMALL CAM TIMERS 882565 TEMPO=30H WITH 1 GEARED | [6 empty] | Product available contact our customers service
88256525 |  | SMALL CAM TIMERS 882565 TEMPO=15H WITH 1 GEARED | [6 empty] | Product available contact our customers service
88256526 |  | SMALL CAM TIMERS 882565 TEMPO=30MIN BOUTON=SANS S | [6 empty] | Product available contact our customers service
88256537 |  | SMALL CAM TIMERS 882565 TEMPO=15MIN BOUTON=SANS | [6 empty] | Product available contact our customers service
88256538 |  | SMALL CAM TIMERS 882565 TEMPO=30MIN BOUTON=SANS | [6 empty] | Product available contact our customers service
88256539 |  | SMALL CAM TIMERS 882565 TEMPO=1H BOUTON=SANS WIT | [6 empty] | Product available contact our customers service
88256540 |  | SMALL CAM TIMERS 882565 TEMPO=120MIN BOUTON=SANS | [6 empty] | Product available contact our customers service
88256541 |  | SMALL CAM TIMERS 882565 TEMPO=5H BOUTON=SANS WIT | [6 empty] | Product available contact our customers service
88256543 |  | SMALL CAM TIMERS 882565 TEMPO=30H BOUTON=SANS WI | [6 empty] | Product available contact our customers service
88256546 |  | SMALL CAM TIMERS 882565 TEMPO=45H WITH 1 GEARED | [6 empty] | Product available contact our customers service
88256547 |  | SMALL CAM TIMERS 882565 TEMPO=15H WITH 1 MOTORED | [6 empty] | Product available contact our customers service
88256562 |  | SMALL CAM TIMERS 882565 TEMPO=60S MINI=83160/UL | [6 empty] | Product available contact our customers service
88256563 |  | SMALL CAM TIMERS 882565 TEMPO=5MIN MINI=83160/UL | [6 empty] | Product available contact our customers service
88256564 |  | SMALL CAM TIMERS 882565 TEMPO=15MIN MINI=83160/UL | [6 empty] | Product available contact our customers service
88256565 |  | SMALL CAM TIMERS 882565 TEMPO=60MIN MINI=83160/UL | [6 empty] | Product available contact our customers service
88256567 |  | SMALL CAM TIMERS 882565 TEMPO=5H MINI=83160/UL W | [6 empty] | Product available contact our customers service
88256568 |  | MINUTERIE 88.256.5 SP6111 DIAGR.15633 AVEC UN MOTO | [6 empty] | Product available contact our customers service
88256571 |  | SMALL CAM TIMERS 882565 TEMPO=60MIN BOUTON=SANS M | [6 empty] | Product available contact our customers service
88256572 |  | SMALL CAM TIMERS 882565 TEMPO=60MIN BOUTON=SANS | [6 empty] | Product available contact our customers service
88256573 |  | SMALL CAM TIMERS 882565 TEMPO=3H BOUTON=SANS WIT | [6 empty] | Product available contact our customers service
88256574 |  | SMALL CAM TIMERS 882565 TEMPO=8MIN SP6116 WITH 1 | [6 empty] | Product available contact our customers service
88256575 |  | SMALL CAM TIMERS 882565 TEMPO=60MIN BOUTON=SANS M | [6 empty] | Product available contact our customers service
88256576 |  | SMALL CAM TIMERS 882565 TEMPO=5MIN BOUTON=SANS SP | [6 empty] | Product available contact our customers service
88256578 |  | SMALL CAM TIMERS 882565 TEMPO=90MIN BOUTON=SANS | [6 empty] | Product available contact our customers service
88256579 |  | SMALL CAM TIMERS 882565 TEMPO=30MIN SP6121 WITH | [6 empty] | Product available contact our customers service
88256580 |  | SMALL CAM TIMERS 882565 TEMPO=45MIN SP6121 WITH | [6 empty] | Product available contact our customers service
88256582 |  | MINUTERIE 88.256.5 TEMPO=6 SECONDES (BOURGEOIS) AV | [6 empty] | Product available contact our customers service
88256585 |  | MINUTERIE 88.256.5 TEMPO=1H CAME=STD BOUT=AVEC SP6 | [6 empty] | Product available contact our customers service
88256586 |  | MINUTERIE 88.256.5 TEMPO=5H CAME=STD BOUT=AVEC SP6 | [6 empty] | Product available contact our customers service
88256587 |  | SMALL CAM TIMERS 882565 TEMPO=5MIN SP612310 WITH | [6 empty] | Product available contact our customers service
88256588 |  | SMALL CAM TIMERS 882565 TEMPO=15MIN SP612310 WIT | [6 empty] | Product available contact our customers service
88256590 |  | SMALL CAM TIMERS 882565 TEMPO=1H SP612310 WITH 1 | [6 empty] | Product available contact our customers service
88256592 |  | SMALL CAM TIMERS 882565 TEMPO=5H SP612310 WITH 1 | [6 empty] | Product available contact our customers service
88256593 |  | SMALL CAM TIMERS 882565 TEMPO=15H SP612310 WITH | [6 empty] | Product available contact our customers service
88256595 |  | SMALL CAM TIMERS 882565 TEMPO=60MIN BOUTON=SANS F | [6 empty] | Product available contact our customers service
88256596 |  | SMALL CAM TIMERS 882565 TEMPO=180MIN BOUTON=SANS | [6 empty] | Product available contact our customers service
88256597 |  | SMALL CAM TIMERS 882565 TEMPO=60MIN THRUSTER=AVEC | [6 empty] | Product available contact our customers service
88256599 |  | SMALL CAM TIMERS 882565 TEMPO=60MIN BOUTON=SANS T | [6 empty] | Product available contact our customers service
88256601 |  | SMALL CAM TIMERS 882565 TEMPO=120MIN SP6121 WITH | [6 empty] | Product available contact our customers service
88256602 |  | PROGRAMMATEUR BOURGEOIS | [6 empty] | Product available contact our customers service
88256603 |  | PROGRAMMATEUR BOURGEOIS | [6 empty] | Product available contact our customers service
88256604 |  | SMALL CAM TIMERS 882565 TEMPO=4MIN SP6116 WITH 1 | [6 empty] | Product available contact our customers service
88256605 |  | SMALL CAM TIMERS 882565 TEMPO=30S BOUTON=SANS DIA | [6 empty] | Product available contact our customers service
88256606 |  | SMALL CAM TIMERS 882565 TEMPO=4MIN SP6126 WITH 1 | [6 empty] | Product available contact our customers service
88256607 |  | SMALL CAM TIMERS 882565 TEMPO=1H SP6127 WITH 1 G | [6 empty] | Product available contact our customers service
88256608 |  | SMALL CAM TIMERS 882565 TEMPO=5H WITH 1 GEARED S | [6 empty] | Product available contact our customers service
88256609 |  | SMALL CAM TIMERS 882565 TEMPO=15H WITH 1 GEARED | [6 empty] | Product available contact our customers service
88256612 |  | SMALL CAM TIMERS 882565 TEMPO=60MIN CAME.1=792406 | [6 empty] | Product available contact our customers service
88256613 |  | SMALL CAM TIMERS 882565 TEMPO=15MIN SP612310 WIT | [6 empty] | Product available contact our customers service
88256615 |  | SMALL CAM TIMERS 882565 TEMPO=15H BOUTON=AVEC SP6 | [6 empty] | Product available contact our customers service
88256906 |  | SMALL CAM TIMERS 882569 TEMPO=5MIN WITH 1 GEARED | [6 empty] | Product available contact our customers service
88256907 |  | SMALL CAM TIMERS 882569 TEMPO=15MIN WITH 1 GEARE | [6 empty] | Product available contact our customers service
88256908 |  | SMALL CAM TIMERS 882569 TEMPO=30MIN WITH 1 GEARE | [6 empty] | Product available contact our customers service
88256909 |  | SMALL CAM TIMERS 882569 TEMPO=60MIN WITH 1 GEARE | [6 empty] | Product available contact our customers service
88256910 |  | SMALL CAM TIMERS 882569 TEMPO=120MIN WITH 1 GEAR | [6 empty] | Product available contact our customers service
88256911 |  | SMALL CAM TIMERS 882569 TEMPO=5H WITH 1 GEARED S | [6 empty] | Product available contact our customers service
88256912 |  | SMALL CAM TIMERS 882569 TEMPO=15H WITH 1 GEARED | [6 empty] | Product available contact our customers service
88256913 |  | SMALL CAM TIMERS 882569 TEMPO=30H WITH 1 GEARED | [6 empty] | Product available contact our customers service
88256991 |  | SMALL CAM TIMERS 882569 TEMPO=20S BOUTON=SANS CAM | [6 empty] | Product available contact our customers service
88256992 |  | SMALL CAM TIMERS 882569 TEMPO=20S BOUTON=SANS CAM | [6 empty] | Product available contact our customers service
88256993 |  | SMALL CAM TIMERS 882569 TEMPO=45MIN BOUTON=SANS T | [6 empty] | Product available contact our customers service
88256994 |  | SMALL CAM TIMERS 882569 TEMPO=45MIN BOUTON=SANS T | [6 empty] | Product available contact our customers service
88299145 |  | PROGRAMMATEUR 88299 C=73800109 BOIT=70769793 | [6 empty] | Product available contact our customers service
88299147 |  | PROGRAMMATEUR 88299 CAM=73800109 B.NOIR | [6 empty] | Product available contact our customers service
88299149 |  | PROGRAMMATEUR 88.299 CAM=70541787 MINIVANNE | [6 empty] | Product available contact our customers service
88299156 |  | PROGRAMMATEUR 88299 CAM=70541787 MINIVAN PNEU | [6 empty] | Product available contact our customers service
88299166 |  | PROGRAMMATEUR 88299 C=7380109 BOIT=70769793 | [6 empty] | Product available contact our customers service
88299167 |  | PROGRAMMATEUR 88299 CAM=73800109 B.NOIR | [6 empty] | Product available contact our customers service
88299169 |  | PROGRAMMATEUR 88299 C=7380109 BOIT=70769793 | [6 empty] | Product available contact our customers service
88299170 |  | PROGRAMMATEUR 88299 CAM=70541787 | [6 empty] | Product available contact our customers service
88299172 |  | PROGRAMMATEUR 88299 CAM=70541787 | [6 empty] | Product available contact our customers service
88299237 |  | PROGRAMMATEUR 88299 CAM=70541787 MIN=73800110 | [6 empty] | Product available contact our customers service
88299252 |  | PROGRAMMATEUR 88299 CAME=73800109 2 MINI-VANN | [6 empty] | Product available contact our customers service
88299253 |  | PROGRAMMATEUR 88299 CAME=70541787 2 MINI-VANN | [6 empty] | Product available contact our customers service
88299254 |  | PROGRAMMATEUR 88299 CAME=73800109 2 MINI-VANN | [6 empty] | Product available contact our customers service
88299255 |  | PROGRAMMATEUR 88299 CAM=70541787 2 MINI-VANNE | [6 empty] | Product available contact our customers service
88299256 |  | PROGRAM.88299 AVEC 8234401/4RPM 115/230 50 AIG | [6 empty] | Product available contact our customers service
88857003 |  | FRONT PANEL TIMER M 814 LCD LV | [6 empty] | Product available contact our customers service
88857005 |  | FRONT PANEL TIMER M 814 LCD HV | [6 empty] | Product available contact our customers service
88857103 |  | FRONT PANEL TIMER G 814 LCD LV | [6 empty] | Product available contact our customers service
88857105 |  | FRONT PANEL TIMER G 814 LCD HV | [6 empty] | Product available contact our customers service
88857301 |  | FRONT PANEL TIMER G 815 230VAC/24 VACDC | [6 empty] | Product available contact our customers service
88857302 |  | FRONT PANEL TIMER G 815 48VACDC/12VDC | [6 empty] | Product available contact our customers service
88857307 |  | FRONT PANEL TIMER G 815 110VAC/24VACDC | [6 empty] | Product available contact our customers service
88857400 |  | FRONT PANEL TIMER M 812 230 VAC | [6 empty] | Product available contact our customers service
88857406 |  | FRONT PANEL TIMER M812 110VAC | [6 empty] | Product available contact our customers service
88857409 |  | FRONT PANEL TIMER M 812 24VACDC | [6 empty] | Product available contact our customers service
88857601 |  | FRONT PANEL TIMER M 816 LCD 24VUC/230VAC | [6 empty] | Product available contact our customers service
88857604 |  | FRONT PANEL TIMER M 816 LCD 24VUC/48VUC | [6 empty] | Product available contact our customers service
88857607 |  | FRONT PANEL TIMER M 816 LCD 24VUC/110VAC | [6 empty] | Product available contact our customers service
88857701 |  | FRONT PANEL TIMER G 816 LCD 24VUC/230VAC | [6 empty] | Product available contact our customers service
88857704 |  | FRONT PANEL TIMER G 816 LCD 24VUC/48VUC | [6 empty] | Product available contact our customers service
88857707 |  | FRONT PANEL TIMER G 816 LCD 24VUC/110VAC | [6 empty] | Product available contact our customers service
88857808 |  | FRONT PANEL TIMER M 814 LCD HV 849-445 | [6 empty] | Product available contact our customers service
88857809 |  | FRONT PANEL TIMER G 814 LCD HV 849-451 | [6 empty] | Product available contact our customers service
88857821 |  | FRONT PANEL TIMER G814 HV MSM200 | [6 empty] | Product available contact our customers service
88857822 |  | FRONT PANEL TIMER G815 230V 053813141100 | [6 empty] | Product available contact our customers service
88857829 |  | FRONT PANEL TIMER M 815 110 VAC SP9501 | [6 empty] | Product available contact our customers service
88857831 |  | FRONT PANEL TIMER G816 24U/110A 215-5168 | [6 empty] | Product available contact our customers service
88857832 |  | FRONT PANEL TIMER G816 24U/230A RS2155152 | [6 empty] | Product available contact our customers service
88857833 |  | FRONT PANEL TIMER M816 24U/110A 215-5146 | [6 empty] | Product available contact our customers service
88857834 |  | FRONT PANEL TIMER M816 24U/230A 215-5130 | [6 empty] | Product available contact our customers service
88857836 |  | FRONT PANEL TIMER G815 230A/24U 204-4664 | [6 empty] | Product available contact our customers service
88857837 |  | FRONT PANEL TIMER G814 LCD HV | [6 empty] | Product available contact our customers service
88857841 |  | FRONT PANEL TIMER G815 48/24VAC-DC SP0202 | [6 empty] | Product available contact our customers service
88865265 |  | BACK PANEL TIMER TK2R1 20-30VDC&20-264VAC | [6 empty] | Product available contact our customers service
88865503 |  | BACK PANEL TIMER TURC3 10-260VUC | [6 empty] | Product available contact our customers service
88865808 |  | BACK PANEL TIMER TK2R1/SBR2 054521649020 | [6 empty] | Product available contact our customers service
88865829 |  | BACK PANEL TIMER TK2R1 349-6858 | [6 empty] | Product available contact our customers service
88867100 |  | PLUG IN TIMER OUR4 12VUC | [6 empty] | Product available contact our customers service
88867103 |  | PLUG IN TIMER OUR3 10-260VUC | [6 empty] | Product available contact our customers service
88867105 |  | PLUG IN TIMER OUR1 20-30VDC&20-264VAC | [6 empty] | Product available contact our customers service
88867135 |  | PLUG IN TIMER OCR1 20-30VDC&20-264VAC | [6 empty] | Product available contact our customers service
88867155 |  | PLUG IN TIMER OLR1 20-30VDC&20-264VAC | [6 empty] | Product available contact our customers service
88867215 |  | PLUG IN TIMER OA2R1 20-30VDC&20-264VAC | [6 empty] | Product available contact our customers service
88867300 |  | PLUG IN TIMER PU2R4 12VUC | [6 empty] | Product available contact our customers service
88867303 |  | PLUG IN TIMER PU2R3 10-260VUC | [6 empty] | Product available contact our customers service
88867305 |  | PLUG IN TIMER PU2R1 20-30VDC&20-264VAC | [6 empty] | Product available contact our customers service
88867385 |  | PLUG IN TIMER PX2R1 MULTIFUNCTION | [6 empty] | Product available contact our customers service
88867415 |  | PLUG IN TIMER PA2R1 20-30VDC&20-264VAC | [6 empty] | Product available contact our customers service
88867435 |  | PLUG IN TIMER PC2R1 20-30VDC&20-264VAC | [6 empty] | Product available contact our customers service
88867455 |  | PLUG IN TIMER PL2R1 20-30VDC&20-264VAC | [6 empty] | Product available contact our customers service
88867801 |  | PLUG IN TIMER OL2R1 | [6 empty] | Product available contact our customers service
88867820 |  | PLUG IN TIMER PU2R3 331-1000 | [6 empty] | Product available contact our customers service
88867821 |  | PLUG IN TIMER PU2R1 331-0990 | [6 empty] | Product available contact our customers service
88867822 |  | PLUG IN TIMER PA2R1 331-1101 | [6 empty] | Product available contact our customers service
88867823 |  | PLUG IN TIMER PC2R1 331-1117 | [6 empty] | Product available contact our customers service
88867824 |  | PLUG IN TIMER PL2R1 331-1123 | [6 empty] | Product available contact our customers service
88867861 |  | PLUG IN TIMER PC2R3 SP03040 | [6 empty] | Product available contact our customers service
88886810 |  | FRONT PANEL TIMER TMR48U 467-6869 | [6 empty] | Product available contact our customers service
88886811 |  | FRONT PANEL TIMER TMR48X 467-6875 | [6 empty] | Product available contact our customers service
88886812 |  | FRONT PANEL TIMER TMR48L 467-6881 | [6 empty] | Product available contact our customers service
88886813 |  | FRONT PANEL TIMER TMR48A 467-6897 | [6 empty] | Product available contact our customers service
88895801 |  | PLUG IN TIMER RTMA2 454-6998 | [6 empty] | Product available contact our customers service
88895802 |  | PLUG IN TIMER RTMA2 454-7014 | [6 empty] | Product available contact our customers service
88895803 |  | PLUG IN TIMER RTMA2 454-7020 | [6 empty] | Product available contact our customers service
88895804 |  | PLUG IN TIMER RTMA2 454-7036 | [6 empty] | Product available contact our customers service
88895805 |  | PLUG IN TIMER RTMA2 454-7042 | [6 empty] | Product available contact our customers service
88896801 |  | PLUG IN TIMER RTMA4 12VDC 433-4026 | [6 empty] | Product available contact our customers service
88896802 |  | PLUG IN TIMER RTMA4 24VDC 436-4746 | [6 empty] | Product available contact our customers service
88896803 |  | PLUG IN TIMER RTMA4 24VAC 433-3994 | [6 empty] | Product available contact our customers service
88896804 |  | PLUG IN TIMER RTMA4 110VAC 433-4048 | [6 empty] | Product available contact our customers service
88896805 |  | PLUG IN TIMER RTMA4 230VAC 433-4032 | [6 empty] | Product available contact our customers service
88899204 |  | DEFROST TIMER NFR 90-260VAC CASE+PROBE | [6 empty] | Product available contact our customers service
88899205 |  | DEFROST TIMER NFR 90-260VAC PCB+PROBE | [6 empty] | Product available contact our customers service
88899803 |  | DEFROST TIMER NFR 90-260VAC PROBE 2 50M | [6 empty] | Product available contact our customers service
88899810 |  | MISC. TIMER NAR2 SP0201 | [6 empty] | Product available contact our customers service
88901302 |  | FRONT PANEL TIMER MBA3F 24V 1S | [6 empty] | Product available contact our customers service
88901308 |  | FRONT PANEL TIMER MBA2F 110/230 1S | [6 empty] | Product available contact our customers service
88901322 |  | FRONT PANEL TIMER MBA3F 24V 10S | [6 empty] | Product available contact our customers service
88901328 |  | FRONT PANEL TIMER MBA2F 110/230 10S | [6 empty] | Product available contact our customers service
88901342 |  | FRONT PANEL TIMER MBA3F 24V 60S | [6 empty] | Product available contact our customers service
88901348 |  | FRONT PANEL TIMER MBA2F 110/230 60S | [6 empty] | Product available contact our customers service
88901372 |  | FRONT PANEL TIMER MBA3F 24V 10MN | [6 empty] | Product available contact our customers service
88901378 |  | FRONT PANEL TIMER MBA2F 110/230 10MN | [6 empty] | Product available contact our customers service
88901392 |  | FRONT PANEL TIMER MBA3F 24V 60MN | [6 empty] | Product available contact our customers service
88901398 |  | FRONT PANEL TIMER MBA2F 110/230 60MN | [6 empty] | Product available contact our customers service
88901801 |  | FRONT PANEL TIMER MBA3F 24V 1S 433-3900 | [6 empty] | Product available contact our customers service
88901802 |  | FRONT PANEL TIMER MBA3F 24V 10S 433-3916 | [6 empty] | Product available contact our customers service
88901803 |  | FRONT PANEL TIMER MBA3F 24V 60S 433-3950 | [6 empty] | Product available contact our customers service
88901804 |  | FRONT PANEL TIMER MBA3F 24V 10M 433-3966 | [6 empty] | Product available contact our customers service
88901805 |  | FRONT PANEL TIMER MBA3F 24V 60M 433-3988 | [6 empty] | Product available contact our customers service
88901806 |  | FRONT PANEL TIMER MBA2F 230V 1S 433-3887 | [6 empty] | Product available contact our customers service
88901807 |  | FRONT PANEL TIMER MBA2F 230V 10S 433-3893 | [6 empty] | Product available contact our customers service
89420065 |  | TEMPERATURE CONTROLLER CT48A 115A J 450C | [6 empty] | Product available contact our customers service
89420095 |  | TEMPERATURE CONTROLLER CT48A 115A J 600C | [6 empty] | Product available contact our customers service
89420205 |  | TEMPERATURE CONTROLLER CT48A 115A P 30C | [6 empty] | Product available contact our customers service
89420215 |  | TEMPERATURE CONTROLLER CT48A 115A P 40C | [6 empty] | Product available contact our customers service
89420255 |  | TEMPERATURE CONTROLLER CT48A 115A P 400C | [6 empty] | Product available contact our customers service
GHE40179AA |  | MISC CONTROL LABEL ROHS CHINA | [6 empty] | Product available contact our customers service
X0214267 |  | SMALL CAM TIMERS 882564 TEMPO=60MIN WITH 1 GEARE | [6 empty] | Product available contact our customers service
X0224300 |  | SMALL CAM TIMERS 882565 TEMPO=5H SP612310 WITH 1 | [6 empty] | Product available contact our customers service
X0227247 |  | PETIT PROGRAMMATEUR 882565 TEMPO=60S DIAGR=256043 | [6 empty] | Product available contact our customers service
X0229575 |  | PETIT PROGRAMMATEUR 882564 TEMPO=6S BOUTON=SANS C | [6 empty] | Product available contact our customers service
X0230000 |  | SMALL CAM TIMERS 882564 TEMPO=15H WITH 1 GEARED | [6 empty] | Product available contact our customers service
2010348 |  | MISC CONTROL LENS CLEAR | [6 empty] | Product available contact our customers service
2106194 |  | MISC CONTROL BLACK PLUG | [6 empty] | Product available contact our customers service
3083378 |  | MISC CONTROL LUGS TERMINALS | [6 empty] | Product available contact our customers service
5050247 |  | MISC CONTROL LABEL BLANK 25X12 | [6 empty] | Product available contact our customers service
5050286 |  | MISC CONTROL LABEL BLANK 38 X 25 | [6 empty] | Product available contact our customers service
5050328 |  | MISC CONTROL LABEL BLANK 68 X 58 | [6 empty] | Product available contact our customers service
5070131 |  | MISC CONTROL PACKING BASE S1 | [6 empty] | Product available contact our customers service
5070137 |  | MISC CONTROL PACKING FOR KIT M2-1 | [6 empty] | Product available contact our customers service
16124771 |  | MISC CONTROL PLASTIC BAG 250X400 | [6 empty] | Product available contact our customers service
16127624 |  | MISC CONTROL PLASTIC BAG 150X260 | [6 empty] | Product available contact our customers service
20034900 |  | MISC CONTROL TRANSFORMER 24V B10-TRP15-124V | [6 empty] | Product available contact our customers service
25622080 |  | ACCESSORY TIMER SOCKET 11 PINS PZ11 | [6 empty] | Product available contact our customers service
25622130 |  | ACCESSORY TIMER SOCKET 8 PINS PZ8 | [6 empty] | Product available contact our customers service
25622303 |  | PROBE CONTROL SOCKET 8 PINS | [6 empty] | Product available contact our customers service
26532702 |  | ACCESSORY TIMER SPING RTM SOCKET WITH SCR | [6 empty] | Product available contact our customers service
26532709 |  | ACCESSORY TIMER SOCKET 2 POLES | [6 empty] | Product available contact our customers service
26532770 |  | ACCESSORY TIMER SPRING CHRONOS2 | [6 empty] | Product available contact our customers service
26546803 |  | PIECE PARTS SOCLE POUR RAIL 159200204 | [6 empty] | Product available contact our customers service
26546805 |  | PIECE PARTS CACHE CARRE 152600014 | [6 empty] | Product available contact our customers service
26546840 |  | ACCESSORY COUNTER DIN RAIL ADAPTER 50X25 | [6 empty] | Product available contact our customers service
26546841 |  | ACCESSORY COUNTER DIN RAIL ADAPTER 50X50 | [6 empty] | Product available contact our customers service
26546842 |  | ACCESSORY COUNTER ADAPTER72X72 TO 48X4 | [6 empty] | Product available contact our customers service
26546843 |  | ACCESSORY COUNTER ADAPT SM 50X25 TO 45X22 | [6 empty] | Product available contact our customers service
26546844 |  | ACCESSORY COUNTER ADAPTER 50X25 TO 45X22 2 | [6 empty] | Product available contact our customers service
26546845 |  | ACCESSORY COUNTER ACC CHM DR CHM48 | [6 empty] | Product available contact our customers service
26546846 |  | ACCESSORY COUNTER ADAPTER 55X55 TO 48X48 | [6 empty] | Product available contact our customers service
26546847 |  | ACCESSORY COUNTER GASKETS 48X24 | [6 empty] | Product available contact our customers service
26546848 |  | ACCESSORY COUNTER ACC CTR PM SET 48X24 | [6 empty] | Product available contact our customers service
26546849 |  | ACCESSORY COUNTER ADAPTER 48X48 TO 48X24 | [6 empty] | Product available contact our customers service
36526109 |  | PIECES DETACHEES BARQUETTE 28X38 | [6 empty] | Product available contact our customers service
74525305 |  | ACCESSORY CONTROL RELAY TRANSFORMER TI 100 | [6 empty] | Product available contact our customers service
74560055 |  | FLAME CONTROL CELL UV WITHOUT SUPPORT | [6 empty] | Product available contact our customers service
74560168 |  | SPRING HOLDER FROM HFF | [6 empty] | Product available contact our customers service
79237739 |  | ACCESSORY TIMER SET OF 2 BROOCHS 77-93 | [6 empty] | Product available contact our customers service
79237806 |  | ACCESSORY TIMER ADAPTATER PANEL FOR M | [6 empty] | Product available contact our customers service
79694029 |  | ACCESSORY TIMER ADAPTER P | [6 empty] | Product available contact our customers service
79696001 |  | ACCESSORY CONTROL RELAY CABLE C1 | [6 empty] | Product available contact our customers service
79696030 |  | PROBE CONTROL LUG THERMOCOUPLE | [6 empty] | Product available contact our customers service
79696031 |  | PROBE CONTROL ENCAPSULATED THERMOCOUPLE | [6 empty] | Product available contact our customers service
79696032 |  | PROBE CONTROL THERMOCOUPLE J COVERED 6M | [6 empty] | Product available contact our customers service
79696033 |  | PROBE CONTROL THERMOCOUPLE J COVERED 5M | [6 empty] | Product available contact our customers service
79696034 |  | PROBE CONTROL ENCAPSULATED THERMOCOUPLE | [6 empty] | Product available contact our customers service
79696035 |  | PROBE CONTROL PT100 GRADE B COVERED | [6 empty] | Product available contact our customers service
79696036 |  | PROBE CONTROL PT100 GRADE B COVERED | [6 empty] | Product available contact our customers service
79696037 |  | PROBE CONTROL PT100 GRADE B | [6 empty] | Product available contact our customers service
79696038 |  | PROBE CONTROL SLIDING CONNECTION 3MM | [6 empty] | Product available contact our customers service
79696039 |  | PROBE CONTROL SLIDING CONNECTION 6MM | [6 empty] | Product available contact our customers service
79696040 |  | PROBE CONTROL SLIDING CONNECTION 1/2 | [6 empty] | Product available contact our customers service
79696041 |  | PROBE CONTROL SUB-BASE 1/4 12MM | [6 empty] | Product available contact our customers service
79696043 |  | ACCESSORY CONTROL RELAY PROBE S7 | [6 empty] | Product available contact our customers service
84145001 |  | JUNCTION BLOCKS SIMM OUT 24VDC/5-48VDC 0. | [6 empty] | Product available contact our customers service
84145010 |  | JUNCTION BLOCKS SIMM OUT 5DC/5-48DC/X10 | [6 empty] | Product available contact our customers service
84145011 |  | JUNCTION BLOCKS SIMM OUT 24DC/5-48DC/X10 | [6 empty] | Product available contact our customers service
84145021 |  | JUNCTION BLOCKS SIMM OUT24DC/24-250AC/X10 | [6 empty] | Product available contact our customers service
84145031 |  | JUNCTION BLOCKS SIMM OUT 24DC/24-250/X10 | [6 empty] | Product available contact our customers service
84145041 |  | JUNCTION BLOCKS SIMM OUT 24DC/SPDT 6A/X10 | [6 empty] | Product available contact our customers service
84145042 |  | JUNCTION BLOCKS SIMM OUT 24AD/SPDT 6A/X10 | [6 empty] | Product available contact our customers service
84145046 |  | JUNCTION BLOCKS SIMM OUT 230VAD/SPDT/X10 | [6 empty] | Product available contact our customers service
84145061 |  | JUNCTION BLOCKS SIMM IN 19.2-30VDC/30V SP | [6 empty] | Product available contact our customers service
84145062 |  | JUNCTION BLOCKS SIMM IN 19.2-30VAC/DC/30V | [6 empty] | Product available contact our customers service
84870200 |  | LEVEL CONTROL RELAY ENR 24-240VUC | [6 empty] | Product available contact our customers service
84870210 |  | LEVEL CONTROL RELAY ENRM 24-240VUC | [6 empty] | Product available contact our customers service
84870700 |  | LEVEL CONTROL RELAY RMC2 HNM | [6 empty] | Product available contact our customers service
84870710 |  | LEVEL CONTROL RELAY RMC2 HNE | [6 empty] | Product available contact our customers service
84870720 |  | LEVEL CONTROL RELAY RMC2 MNS | [6 empty] | Product available contact our customers service
84870840 |  | LEVEL CONTROL RELAY RMC2 HNM SP07039 | [6 empty] | Product available contact our customers service
84870841 |  | LEVEL CONTROL RELAY RMC2 HNM SP07049 | [6 empty] | Product available contact our customers service
84871120 |  | CURRENT CONTROL RELAY RMC2 HIL | [6 empty] | Product available contact our customers service
84871122 |  | CURRENT CONTROL RELAY RMC2 MIC | [6 empty] | Product available contact our customers service
84871130 |  | CURRENT CONTROL RELAY RMC2 HIH | [6 empty] | Product available contact our customers service
84871809 |  | CURRENT CONTROL RELAY RMC2 HIL SP09042 | [6 empty] | Product available contact our customers service
84871852 |  | CURRENT CONTROL RELAY XTRIR 3 | [6 empty] | Product available contact our customers service
84871890 |  | CURRENT CONTROL RELAY RMC2 MRIL 040015740200 | [6 empty] | Product available contact our customers service
84871891 |  | CURRENT CONTROL RELAY RMC2 MRI1 040015740100 | [6 empty] | Product available contact our customers service
84871892 |  | CURRENT CONTROL RELAY RMC2 MI-20 040015740422 | [6 empty] | Product available contact our customers service
84872120 |  | VOLTAGE CONTROL RELAY RMC2 HUL | [6 empty] | Product available contact our customers service
84872130 |  | VOLTAGE CONTROL RELAY RMC2 HUH | [6 empty] | Product available contact our customers service
84872140 |  | VOLTAGE CONTROL RELAY RMC2 MUS12DC | [6 empty] | Product available contact our customers service
84872141 |  | VOLTAGE CONTROL RELAY RMC2 MUS80ACDC | [6 empty] | Product available contact our customers service
84872142 |  | VOLTAGE CONTROL RELAY RMC2 MUS260ACDC | [6 empty] | Product available contact our customers service
84872151 |  | VOLTAGE CONTROL RELAY RMC2 MUSF80ACDC | [6 empty] | Product available contact our customers service
84872152 |  | VOLTAGE CONTROL RELAY RMC2 MUSF260ACDC | [6 empty] | Product available contact our customers service
84872501 |  | FREQUENCY CONTROL RELAY RMC2 HHZ | [6 empty] | Product available contact our customers service
84872803 |  | VOLTAGE CONTROL RELAY RMC2 MUS SP07080 | [6 empty] | Product available contact our customers service
84872805 |  | VOLTAGE CONTROL RELAY RMC2 MUS SP08072 | [6 empty] | Product available contact our customers service
84872890 |  | VOLTAGE CONTROL RELAY RMC2 MRUL1 040010740300 | [6 empty] | Product available contact our customers service
84872891 |  | VOLTAGE CONTROL RELAY RMC2 MRU1 040010740200 | [6 empty] | Product available contact our customers service
84872892 |  | VOLTAGE CONTROL RELAY RMC2 WU12 040011741500 | [6 empty] | Product available contact our customers service
84872893 |  | VOLTAGE CONTROL RELAY RMC2 WU80 040011731600 | [6 empty] | Product available contact our customers service
84872894 |  | VOLTAGE CONTROL RELAY RMC2 WU1 040011760100 | [6 empty] | Product available contact our customers service
84872895 |  | VOLTAGE CONTROL RELAY RMC2 MFUL80 040012701600 | [6 empty] | Product available contact our customers service
84872896 |  | VOLTAGE CONTROL RELAY RMC2 MFU260 040012760100 | [6 empty] | Product available contact our customers service
84872897 |  | FREQUENCY CONTROL RELAY RMC2 MHZ 040050740000 | [6 empty] | Product available contact our customers service
84873021 |  | PHASE CONTROL RELAY RMC2 MWS2 | [6 empty] | Product available contact our customers service
84873022 |  | PHASE CONTROL RELAY RMC2 MWG | [6 empty] | Product available contact our customers service
84873023 |  | PHASE CONTROL RELAY RMC2 MWU | [6 empty] | Product available contact our customers service
84873024 |  | PHASE CONTROL RELAY RMC2 MWA | [6 empty] | Product available contact our customers service
84873025 |  | PHASE CONTROL RELAY RMC2 MWUA | [6 empty] | Product available contact our customers service
84873026 |  | PHASE CONTROL RELAY RMC2 HWUA | [6 empty] | Product available contact our customers service
84873027 |  | PHASE CONTROL RELAY RMC2 HWTM | [6 empty] | Product available contact our customers service
84873028 |  | PHASE CONTROL RELAY RMC2 HWTM2 | [6 empty] | Product available contact our customers service
84873029 |  | PHASE CONTROL RELAY RMC2 MWS | [6 empty] | Product available contact our customers service
84873034 |  | PHASE CONTROL RELAY EWS2 3AC 230...440V | [6 empty] | Product available contact our customers service
84873195 |  | PHASE CONTROL RELAY EWS2/WPH-2 080023162400 | [6 empty] | Product available contact our customers service
84873220 |  | VOLTAGE CONTROL RELAY RMC2 H3US | [6 empty] | Product available contact our customers service
84873221 |  | VOLTAGE CONTROL RELAY RMC2 HU3SN | [6 empty] | Product available contact our customers service
84873222 |  | VOLTAGE CONTROL RELAY RMC2 M3US | [6 empty] | Product available contact our customers service
84873803 |  | VOLTAGE CONTROL RELAY RMC2 H3US SP7040 | [6 empty] | Product available contact our customers service
84873804 |  | PHASE CONTROL RELAY RMC2 MWA SP07051 | [6 empty] | Product available contact our customers service
84873805 |  | PHASE CONTROL RELAY RMC2 MWU SP08022 | [6 empty] | Product available contact our customers service
84873890 |  | PHASE CONTROL RELAY RMC2 MPH-1 040023762100 | [6 empty] | Product available contact our customers service
84873891 |  | PHASE CONTROL RELAY RMC2 MPH-2 040023762300 | [6 empty] | Product available contact our customers service
84873892 |  | PHASE CONTROL RELAY RMC2 DWN1 040022756400 | [6 empty] | Product available contact our customers service
84873893 |  | PHASE CONTROL RELAY RMC2 DWN2 040022756402 | [6 empty] | Product available contact our customers service
84873894 |  | VOLTAGE CONTROL RELAY RMC2 040020752300 DWUD2 | [6 empty] | Product available contact our customers service
84873895 |  | VOLTAGE CONTROL RELAY RMC2 DWUS2 040021752100 | [6 empty] | Product available contact our customers service
84873896 |  | VOLTAGE CONTROL RELAY RMC2 DWUD1 040020752101 | [6 empty] | Product available contact our customers service
84874110 |  | TEMPERATURE CONTROL RELAYRMC2 HT81 | [6 empty] | Product available contact our customers service
84874120 |  | TEMPERATURE CONTROL RELAYRMC2 HT81-2 | [6 empty] | Product available contact our customers service
84874130 |  | TEMPERATURE CONTROL RELAYRMC2 HWT81 | [6 empty] | Product available contact our customers service
84874200 |  | PUMP CONTROL RELAY RMC2 HPC | [6 empty] | Product available contact our customers service
84874320 |  | SPEED CONTROL RELAY RMC2 HSV | [6 empty] | Product available contact our customers service
84903020 |  | PHASE CONTROL RELAY EMWS ESSENTIAL EMWS | [6 empty] | Product available contact our customers service
85102031 |  | RELAIS KNA3-YS DC24V EMERGENCY STOP 1CH SCREWS | [6 empty] | Product available contact our customers service
85102034 |  | RELAIS KNA3-YS AC110V EMERGENCY STOP 1CH SCREWS | [6 empty] | Product available contact our customers service
85102035 |  | RELAIS KNA3-YS AC230V EMERGENCY STOP 1CH SCREWS | [6 empty] | Product available contact our customers service
85102208 |  | ALIM KPS0-YS AC/DC=>DC24VSAFETY RELAY POWER SUPPLY | [6 empty] | Product available contact our customers service
85102331 |  | RELAIS KSW3-JS DC24V STANDSTILL MONITOR | [6 empty] | Product available contact our customers service
85102434 |  | RELAIS KNE3-YS AC110-115VEMERGENCY STOP 2CH SCREWS | [6 empty] | Product available contact our customers service
85102435 |  | RELAIS KNE3-YS AC230V EMERGENCY STOP 2CH SCREWS | [6 empty] | Product available contact our customers service
85102436 |  | RELAIS KNE3-YS AC/DC24V EMERGENCY STOP 2CH SCREWS | [6 empty] | Product available contact our customers service
85102526 |  | RELAIS KZHNV-YS AC/DC24V ELEVATOR CONTROL SAFETY | [6 empty] | Product available contact our customers service
85102621 |  | RELAIS KZH2-YS DC24V TWO-HAND SAFETY RELAY | [6 empty] | Product available contact our customers service
85102631 |  | RELAIS KZH3-YS DC24V TWO-HAND SAFETY RELAY | [6 empty] | Product available contact our customers service
85102632 |  | RELAIS KZH3-YS AC24V TWO-HAND SAFETY RELAY | [6 empty] | Product available contact our customers service
85102736 |  | RELAIS KZR3-YS AC/DC24V DELAYED EMERGENCY STOP | [6 empty] | Product available contact our customers service
85102826 |  | RELAIS KZHNU-YS AC/DC24V ELEVATOR CONTROL SAFETY | [6 empty] | Product available contact our customers service
85102954 |  | RELAIS KZE5-YS AC110-115VSAFETY MODULE EXTENSION | [6 empty] | Product available contact our customers service
85102955 |  | RELAIS KZE5-YS AC230-240VSAFETY MODULE EXTENSION | [6 empty] | Product available contact our customers service
85102956 |  | RELAIS KZE5-YS AC/DC24V SAFETY MODULE EXTENSION | [6 empty] | Product available contact our customers service
85103031 |  | RELAIS KNAC3-YS DC24V EMERGENCY STOP 1CH CLAMPS | [6 empty] | Product available contact our customers service
85103034 |  | RELAIS KNAC3-YS AC110V EMERGENCY STOP 1CH CLAMPS | [6 empty] | Product available contact our customers service
85103035 |  | RELAIS KNAC3-YS AC230V EMERGENCY STOP 1CH CLAMPS | [6 empty] | Product available contact our customers service
85103436 |  | RELAIS KNEC3-YS AC/DC24V EMERGENCY STOP 2CH CLAMPS | [6 empty] | Product available contact our customers service
85201533 |  | FLAME CONTROL AUTOMATIC CONTROL | [6 empty] | Product available contact our customers service
85207106 |  | FLAME CONTROL CELL UV L120MM + CABLE 5M | [6 empty] | Product available contact our customers service
87621111 |  | PRESET COUNTER 48X48 CTR48 1 PR BL 10-30 VDC | [6 empty] | Product available contact our customers service
87621112 |  | PRESET COUNTER 48X48 CTR48 1 PR BL 24 VAC | [6 empty] | Product available contact our customers service
87621115 |  | PRESET COUNTER 48X48 CTR48 1 PR BL 90-260 VAC | [6 empty] | Product available contact our customers service
87621121 |  | PRESET COUNTER 48X48 CTR48 2 PR BL 10-30 VDC | [6 empty] | Product available contact our customers service
87621122 |  | PRESET COUNTER 48X48 CTR48 2 PR BL 24 VAC | [6 empty] | Product available contact our customers service
87621125 |  | PRESET COUNTER 48X48 CTR48 2 PR BL 90-260 VA | [6 empty] | Product available contact our customers service
87621211 |  | PRESET COUNTER 48X48 CTR48 1 PR MC 10-30 VDC | [6 empty] | Product available contact our customers service
87621212 |  | PRESET COUNTER 48X48 CTR48 1 PR MC 24 VAC | [6 empty] | Product available contact our customers service
87621215 |  | PRESET COUNTER 48X48 CTR48 1 PR MC 90-260 VAC | [6 empty] | Product available contact our customers service
87621221 |  | PRESET COUNTER 48X48 CTR48 2 PR MC 10-30 VDC | [6 empty] | Product available contact our customers service
87621222 |  | PRESET COUNTER 48X48 CTR48 2 PR MC 24 VAC | [6 empty] | Product available contact our customers service
87621225 |  | PRESET COUNTER 48X48 CTR48 2 PR MC 90-260 VAC | [6 empty] | Product available contact our customers service
87622061 |  | LCD IMPULSE COUNTER CTR24-2241 PNP/NPN0 VDC | [6 empty] | Product available contact our customers service
87622062 |  | LCD IMPULSE COUNTER CTR24-2251 NPN/NPN | [6 empty] | Product available contact our customers service
87622070 |  | LCD IMPULSE COUNTER CTR24-2242 AC/DC | [6 empty] | Product available contact our customers service
87622081 |  | LCD IMPULSE COUNTER CTR24-2341 PNP/NPN | [6 empty] | Product available contact our customers service
87622082 |  | LCD IMPULSE COUNTER CTR24-2351 NPN/NPN | [6 empty] | Product available contact our customers service
87622090 |  | LCD IMPULSE COUNTER CTR24-2342 AC/DC | [6 empty] | Product available contact our customers service
87622161 |  | LCD TIME COUNTER CTR24-2223 PNP | [6 empty] | Product available contact our customers service
87622162 |  | LCD TIME COUNTER CTR24-2233 NP | [6 empty] | Product available contact our customers service
87622170 |  | LCD TIME COUNTER CTR24-2224 AC/DC | [6 empty] | Product available contact our customers service
87622181 |  | LCD TIME COUNTER CTR24-2323 PNP | [6 empty] | Product available contact our customers service
87622182 |  | LCD TIME COUNTER CTR24-2333 NPN | [6 empty] | Product available contact our customers service
87622190 |  | LCD TIME COUNTER CTR24-2324 AC/DC | [6 empty] | Product available contact our customers service
87622801 |  | LCD TIME COUNTER CTR24 SP11015 | [6 empty] | Product available contact our customers service
87622802 |  | LCD IMPULSE COUNTER CTR24 2243 AC | [6 empty] | Product available contact our customers service
87623570 |  | LED MULTIFUNCTION COUNTERCTR24L-2511 10-30VDC | [6 empty] | Product available contact our customers service
87623571 |  | LED IMPULSE COUNTER CTR24L-2512 10-30VDC | [6 empty] | Product available contact our customers service
87623572 |  | LED IMPULSE-FREQ COUNTER CTR24L-2513 10-30VD | [6 empty] | Product available contact our customers service
87623573 |  | LED IMPULSE COUNTER CTR24L-2514 10-30VDC | [6 empty] | Product available contact our customers service
87623574 |  | LED UNIVERSAL COUNTER CTR24L-2515 10-30VDC | [6 empty] | Product available contact our customers service
87629111 |  | PRESET COUNTER E 48X48 CTR48E 1 PR BL 11-30 VDC | [6 empty] | Product available contact our customers service
87629113 |  | PRESET COUNTER E 48X48 CTR48E 1 PR BL 115 VAC | [6 empty] | Product available contact our customers service
87629114 |  | PRESET COUNTER E 48X48 CTR48E 1 PR BL 230 VAC | [6 empty] | Product available contact our customers service
87629121 |  | PRESET COUNTER E 48X48 CTR48E 2 PRBL 11-30 VDC | [6 empty] | Product available contact our customers service
87629123 |  | PRESET COUNTER E 48X48 CTR48E 2 PR BL 115 VAC | [6 empty] | Product available contact our customers service
87629124 |  | PRESET COUNTER E 48X48 CTR48E 2 PR-BL 230 VAC | [6 empty] | Product available contact our customers service
88827004 |  | MINUTERIE ARMOIRE S MUS2 STATIQU 20-260VAC | [6 empty] | Product available contact our customers service
88827014 |  | MINUTERIE ARMOIRE S MAS5 STATIQU 20-260VUC | [6 empty] | Product available contact our customers service
88827044 |  | MINUTERIE ARMOIRE S MHS2 STATIQU 20-260VAC | [6 empty] | Product available contact our customers service
88827054 |  | MINUTERIE ARMOIRE S MLS2 STATIQU 20-260VAC | [6 empty] | Product available contact our customers service
88827100 |  | MINUTERIE ARMOIRE R MUR4 RELAIS 12VUC | [6 empty] | Product available contact our customers service
88827103 |  | MINUTERIE ARMOIRE R MUR3 RELAIS 10-260VUC | [6 empty] | Product available contact our customers service
88827105 |  | MINUTERIE ARMOIRE R MUR1 RELAIS 20-30VDC&20-260VAC | [6 empty] | Product available contact our customers service
88827115 |  | MINUTERIE ARMOIRE R MAR1 RELAIS 20-30VDC&20-264VAC | [6 empty] | Product available contact our customers service
88827125 |  | MINUTERIE ARMOIRE R MBR1 RELAIS 20-30VDC&20-264VAC | [6 empty] | Product available contact our customers service
88827135 |  | MINUTERIE ARMOIRE R MCR1 RELAIS 20-30VDC&20-264VAC | [6 empty] | Product available contact our customers service
88827145 |  | MINUTERIE ARMOIRE R MHR1 RELAIS 20-30VDC&20-264VAC | [6 empty] | Product available contact our customers service
88827150 |  | MINUTERIE ARMOIRE R MLR4 RELAIS 12VUC | [6 empty] | Product available contact our customers service
88827155 |  | MINUTERIE ARMOIRE R MLR1 RELAIS 20-30VDC&20-264VAC | [6 empty] | Product available contact our customers service
88827185 |  | MINUTERIE ARMOIRE R MXR1 RELAIS MULTIFONCTION | [6 empty] | Product available contact our customers service
88827503 |  | MINUTERIE ARMOIRE R MURC3RELAIS 10-260VUC | [6 empty] | Product available contact our customers service
88827802 |  | MINUTERIE ARMOIRE IMF2 MUR3/IMF2 1090310001 COND | [6 empty] | Product available contact our customers service
88827803 |  | BACK PANEL TIMER MAR1/SBA1 054510641030 | [6 empty] | Product available contact our customers service
88827805 |  | BACK PANEL TIMER MCR1/SBRH 054525641030 | [6 empty] | Product available contact our customers service
88827806 |  | BACK PANEL TIMER MHR1/SBWE 054542641030 | [6 empty] | Product available contact our customers service
88827807 |  | BACK PANEL TIMER MLR1/SBT 054530641030 | [6 empty] | Product available contact our customers service
88827815 |  | MINUTERIE ARMOIRE TM345M MUR3 TM345M 3450731THEBEN | [6 empty] | Product available contact our customers service
88827816 |  | MINUTERIE ARMOIRE TM345B MLR1 TM345B 3450730THEBEN | [6 empty] | Product available contact our customers service
88827890 |  | MINUTERIE ARMOIRE SP08001MACC3R1 SP08001 | [6 empty] | Product available contact our customers service
88827892 |  | MINUTERIE ARMOIRE BREMA 8MAR1 BREMA 8MINN | [6 empty] | Product available contact our customers service
88829108 |  | TIMER EMYR8 MULTI 20-240VAC / 12-240VDC | [6 empty] | Product available contact our customers service
88829112 |  | TIMER EMAR2 110VAC MONOFUNCTION A | [6 empty] | Product available contact our customers service
88829117 |  | EMAR7 240VAC | [6 empty] | Product available contact our customers service
88829119 |  | EMAR9 24VAC-DC | [6 empty] | Product available contact our customers service
88829198 |  | EMER8 MULTI | [6 empty] | Product available contact our customers service
88829900 |  | KIT SP 60PCS EMER8 | [6 empty] | Product available contact our customers service
88829901 |  | KIT SP 60PCS EMAR7 | [6 empty] | Product available contact our customers service
88829902 |  | KIT SP 60PCS EMAR9 | [6 empty] | Product available contact our customers service
88857311 |  | FRONT PANEL TIMER 815E IP30 | [6 empty] | Product available contact our customers service
88866175 |  | BACK PANEL TIMER RQR1 20-30VDC&20-264VAC | [6 empty] | Product available contact our customers service
88866176 |  | BACK PANEL TIMER RQR6 230-240/380-440VAC | [6 empty] | Product available contact our customers service
88866215 |  | BACK PANEL TIMER RA2R1 20-30VDC&20-264VAC | [6 empty] | Product available contact our customers service
88866300 |  | BACK PANEL TIMER RU2R4 12VUC | [6 empty] | Product available contact our customers service
88866303 |  | BACK PANEL TIMER RU2R3 12...230VUC | [6 empty] | Product available contact our customers service
88866305 |  | BACK PANEL TIMER RU2R1 20-30VDC&30-264VAC | [6 empty] | Product available contact our customers service
88866385 |  | BACK PANEL TIMER RX2R1 MULTIFONCTION | [6 empty] | Product available contact our customers service
88866804 |  | BACK PANEL TIMER RA2R1/SBA2 054513641030 | [6 empty] | Product available contact our customers service
88866818 |  | BACK PANEL TIMER RU2R3/ITM 1483870000 | [6 empty] | Product available contact our customers service
88886016 |  | FRONT PANEL TIMER TMR48U | [6 empty] | Product available contact our customers service
88886106 |  | FRONT PANEL TIMER TMR48A | [6 empty] | Product available contact our customers service
88886116 |  | FRONT PANEL TIMER TMR48X | [6 empty] | Product available contact our customers service
88886516 |  | FRONT PANEL TIMER TMR48L | [6 empty] | Product available contact our customers service
88886806 |  | FRONT PANEL TIMER TMR48L MSM-T 053842649000 | [6 empty] | Product available contact our customers service
88886807 |  | FRONT PANEL TIMER TMR48U E42A24M | [6 empty] | Product available contact our customers service
88895201 |  | PLUG IN TIMER RTMA2 12VDC | [6 empty] | Product available contact our customers service
88895202 |  | PLUG IN TIMER RTMA2 24VDC | [6 empty] | Product available contact our customers service
88895203 |  | PLUG IN TIMER RTMA2 24VAC | [6 empty] | Product available contact our customers service
88895206 |  | PLUG IN TIMER RTMA2 110VAC | [6 empty] | Product available contact our customers service
88895207 |  | PLUG IN TIMER RTMA2 230VAC | [6 empty] | Product available contact our customers service
88896201 |  | PLUG IN TIMER RTMA4 12VDC | [6 empty] | Product available contact our customers service
88896202 |  | PLUG IN TIMER RTMA4 24VDC | [6 empty] | Product available contact our customers service
88896203 |  | PLUG IN TIMER RTMA4 24VAC | [6 empty] | Product available contact our customers service
88896206 |  | PLUG IN TIMER RTMA4 110VAC | [6 empty] | Product available contact our customers service
88896207 |  | PLUG IN TIMER RTMA4 230VAC | [6 empty] | Product available contact our customers service
89421102 |  | TEMPERATURE CONTROLLER CTD43 24VADC TIMER | [6 empty] | Product available contact our customers service
89421108 |  | TEMPERATURE CONTROLLER CTD43 100.240VA TIMER | [6 empty] | Product available contact our customers service
89421112 |  | TEMPERATURE CONTROLLER CTD43 24VADC LOGIC | [6 empty] | Product available contact our customers service
89421118 |  | TEMPERATURE CONTROLLER CTD43 100.240VA LOGIC | [6 empty] | Product available contact our customers service
89422002 |  | TEMPERATURE CONTROLLER MIC48 TIMER HBD 24VAC-DC | [6 empty] | Product available contact our customers service
89422008 |  | TEMPERATURE CONTROLLER MIC48 TIMER HBD 100-240V | [6 empty] | Product available contact our customers service
89422018 |  | TEMPERATURE CONTROLLER MIC48 LOGIC HBD 100-240V | [6 empty] | Product available contact our customers service
89422102 |  | TEMPERATURE CONTROLLER CTD46 24 VADC TIMER | [6 empty] | Product available contact our customers service
89422108 |  | TEMPERATURE CONTROLLER CTD46 100A240VA TIMER | [6 empty] | Product available contact our customers service
89422112 |  | TEMPERATURE CONTROLLER CTD46 24VADC LOGIC | [6 empty] | Product available contact our customers service
89422118 |  | TEMPERATURE CONTROLLER CTD46 100A240VA LOGIC | [6 empty] | Product available contact our customers service
89422502 |  | TEMPERATURE CONTROLLER CTD46 TIMER 24VAC-DC | [6 empty] | Product available contact our customers service
89422508 |  | TEMPERATURE CONTROLLER CTD46 TIMER 100-240VAC | [6 empty] | Product available contact our customers service
89450222 |  | POWER SUPPLY 24VDC 4 2A 100W WITH PFC | [6 empty] | Product available contact our customers service
89650001 |  | CAM TIMER FROM ITALY | [6 empty] | Product available contact our customers service
89650002 |  | CAM TIMER FROM ITALY | [6 empty] | Product available contact our customers service
99766001 |  | IMPULSE COUNTER 24X48 PNEUMATIC WITHOUT RESET | [6 empty] | Product available contact our customers service
99766002 |  | IMPULSE COUNTER 24X48 PNEUMATIC WITH RESET | [6 empty] | Product available contact our customers service
99772710 |  | COMPTEUR HORAIRE CHM48 20-30VAC 50HZ | [6 empty] | Product available contact our customers service
99772711 |  | COMPTEUR HORAIRE CHM48 42-48VAC 50HZ | [6 empty] | Product available contact our customers service
99772712 |  | COMPTEUR HORAIRE CHM48 100-130VAC 50H | [6 empty] | Product available contact our customers service
99772713 |  | COMPTEUR HORAIRE CHM48 360-440VAC 50HZ | [6 empty] | Product available contact our customers service
99772714 |  | COMPTEUR HORAIRE CHM48 187-264VAC 50HZ | [6 empty] | Product available contact our customers service
99772715 |  | COMPTEUR HORAIRE CHM48 100-130VAC 60HZ | [6 empty] | Product available contact our customers service
99772716 |  | COMPTEUR HORAIRE CHM48 187-264VAC 60HZ | [6 empty] | Product available contact our customers service
99772717 |  | COMPTEUR HORAIRE CHM48 360-440VAC 60H | [6 empty] | Product available contact our customers service
99772718 |  | COMPTEUR HORAIRE CHM48 20-30VAC 60HZ | [6 empty] | Product available contact our customers service
99772719 |  | COMPTEUR HORAIRE CHM48 42-48VAC 60HZ | [6 empty] | Product available contact our customers service
99772810 |  | COMPTEUR HORAIRE CHM48 10-30VDC | [6 empty] | Product available contact our customers service
99772811 |  | COMPTEUR HORAIRE CHM48 36-80VDC | [6 empty] | Product available contact our customers service
99772812 |  | COMPTEUR HORAIRE CHM48 100-130VDC | [6 empty] | Product available contact our customers service
99776601 |  | COMPTEUR D'IMPULSION CIM36X37 230VAC WOR | [6 empty] | Product available contact our customers service
99776602 |  | COMPTEUR D'IMPULSIONS CIM36X37 230VAC WOR | [6 empty] | Product available contact our customers service
99776604 |  | COMPTEUR D'IMPULSIONS CIM36X37 24VAC WOR | [6 empty] | Product available contact our customers service
99776605 |  | COMPTEUR D'IMPULSIONS CIM36X37 110VDC WOR | [6 empty] | Product available contact our customers service
99776607 |  | COMPTEUR D'IMPULSIONS CIM36X37 24VDC WOR | [6 empty] | Product available contact our customers service
99776610 |  | COMPTEUR D'IMPULSIONS CIM36X37 230VAC WR | [6 empty] | Product available contact our customers service
99776611 |  | COMPTEUR D'IMPULSIONS CIM36X37 115VAC WR | [6 empty] | Product available contact our customers service
99776613 |  | COMPTEUR D'IMPULSIONS CIM36X37 24VAC WR | [6 empty] | Product available contact our customers service
99776616 |  | COMPTEUR D'IMPULSIONS CIM36X37 24VDC WR | [6 empty] | Product available contact our customers service
99776701 |  | COMPTEUR D'IMPULSIONS CIM48X36 230VAC WOR | [6 empty] | Product available contact our customers service
99776702 |  | COMPTEUR D'IMPULSIONS CIM48X36 115VAC WOR | [6 empty] | Product available contact our customers service
99776704 |  | COMPTEUR D'IMPULSIONS CIM48X36 24VAC WOR | [6 empty] | Product available contact our customers service
99776705 |  | COMPTEUR D'IMPULSIONS CIM48X36 110VDC WOR | [6 empty] | Product available contact our customers service
99776707 |  | COMPTEUR D'IMPULSIONS CIM48X36 24VDC WOR | [6 empty] | Product available contact our customers service
99776710 |  | COMPTEUR D'IMPULSIONS CIM48X36 230VAC WR | [6 empty] | Product available contact our customers service
99776711 |  | COMPTEUR D'IMPULSIONS CIM48X36 115VAC WR | [6 empty] | Product available contact our customers service
99776713 |  | COMPTEUR D'IMPULSIONS CIM48X36 24VAC WR | [6 empty] | Product available contact our customers service
99776716 |  | COMPTEUR D'IMPULSIONS CIM48X36 24VDC WR | [6 empty] | Product available contact our customers service
99776736 |  | COMPTEUR D'IMPULSIONS CIM48X36 48VDC WOR | [6 empty] | Product available contact our customers service
99776901 |  | COMPTEUR D'IMPULSIONS CIM48X24 230VAC WOR | [6 empty] | Product available contact our customers service
99776902 |  | COMPTEUR D'IMPULSIONS CIM48X24 115VAC WOR | [6 empty] | Product available contact our customers service
99776904 |  | COMPTEUR D'IMPULSIONS CIM48X24 24VAC WOR | [6 empty] | Product available contact our customers service
99776905 |  | COMPTEUR D'IMPULSIONS CIM48X24 110VDC WOR | [6 empty] | Product available contact our customers service
99776907 |  | COMPTEUR D'IMPULSIONS CIM48X24 24VDC WOR | [6 empty] | Product available contact our customers service
99776921 |  | COMPTEUR D'IMPULSIONS CIM48X24 230VAC WR | [6 empty] | Product available contact our customers service
99776922 |  | COMPTEUR D'IMPULSIONS CIM48X24 115VAC WR | [6 empty] | Product available contact our customers service
99776924 |  | COMPTEUR D'IMPULSIONS CIM48X24 24VAC WR | [6 empty] | Product available contact our customers service
99776927 |  | COMPTEUR D'IMPULSIONS CIM48X24 24VDC WR | [6 empty] | Product available contact our customers service
99777710 |  | COMPTEUR D'IMPULSIONS CIM24 24VAC 10I/S WOR | [6 empty] | Product available contact our customers service
99777714 |  | COMPTEUR D'IMPULSIONS CIM24 230VAC 10I/S WOR | [6 empty] | Product available contact our customers service
99777720 |  | COMPTEUR D'IMPULSIONS CIM24 24VAC 10I/S WR | [6 empty] | Product available contact our customers service
99777724 |  | COMPTEUR D'IMPULSIONS CIM24 230VAC 10I/S WR | [6 empty] | Product available contact our customers service
99777810 |  | COMPTEUR D'IMPULSIONS CIM24 24VDC 10I/S WOR | [6 empty] | Product available contact our customers service
99777815 |  | COMPTEUR D'IMPULSION CIM24 12VDC 10I/S WOR | [6 empty] | Product available contact our customers service
99777820 |  | COMPTEUR D'IMPULSIONS CIM24 24VDC 10I/S WR | [6 empty] | Product available contact our customers service
99777825 |  | COMPTEUR D'IMPULSIONS CIM24 12VDC 10I/S WR | [6 empty] | Product available contact our customers service
99778710 |  | COMPTEUR D'IMPULSIONS CIM15 24VAC 10I/S | [6 empty] | Product available contact our customers service
99778712 |  | COMPTEUR D'IMPULSIONS CIM15 115VAC 10I/S | [6 empty] | Product available contact our customers service
99778714 |  | COMPTEUR D'IMPULSIONS CIM15 230VAC 10I/S | [6 empty] | Product available contact our customers service
99778805 |  | COMPTEUR D'IMPULSION CIM15 5VDC 10I/S | [6 empty] | Product available contact our customers service
99778806 |  | COMPTEUR D'IMPULSION CIM15 12VDC 10I/S | [6 empty] | Product available contact our customers service
99778810 |  | COMPTEUR D'IMPULSIONS CIM15 24VDC 25I/S | [6 empty] | Product available contact our customers service
99779710 |  | CMM48 20-30VAC 50HZ | [6 empty] | Product available contact our customers service
99779712 |  | COMPTEUR HORAIRE CMM48 100-130VAC 50HZ | [6 empty] | Product available contact our customers service
99779714 |  | COMPTEUR HORAIR CMM48 187-264VAC 50HZ | [6 empty] | Product available contact our customers service
99779715 |  | COMPTEUR HORAIRE CMM48 100-130VAC 60HZ | [6 empty] | Product available contact our customers service
99779716 |  | COMPTEUR HORAIRE CMM48 187-264VAC 60HZ | [6 empty] | Product available contact our customers service
99779718 |  | COMPTEUR HORAIRE CMM48 20-30VAC 60HZ | [6 empty] | Product available contact our customers service
99779810 |  | COMPTEUR HORAIRE CMM48 10-30VDC | [6 empty] | Product available contact our customers service
99780712 |  | COMPTEUR HORAIRE CEM48 HOUR+ENERGY 115VA | [6 empty] | Product available contact our customers service
99780714 |  | COMPTEUR HORAIRE CEM48 HOUR+ENERGY 230VAC | [6 empty] | Product available contact our customers service
99782710 |  | COMPTEUR HORAIRE CHM24 20-30VAC 50HZ | [6 empty] | Product available contact our customers service
99782712 |  | COMPTEUR HORAIRE CHM24 100-130VAC 50HZ | [6 empty] | Product available contact our customers service
99782714 |  | COMPTEUR HORAIRE CHM24 187-264VAC 50HZ | [6 empty] | Product available contact our customers service
99782715 |  | COMPTEUR HORAIRE CHM24 100-130VAC 60HZ | [6 empty] | Product available contact our customers service
99782716 |  | COMPTEUR HORAIRE CHM24 187-264VAC 60HZ | [6 empty] | Product available contact our customers service
99782718 |  | COMPTEUR HORAIRE CHM24 20-30VAC 60HZ | [6 empty] | Product available contact our customers service
99782810 |  | COMPTEUR HORAIRE CHM24 10-30VDC | [6 empty] | Product available contact our customers service
99792810 |  | COMPTEUR HORAIRE CHM15 4.5-35VDC | [6 empty] | Product available contact our customers service
99793710 |  | COMPTEUR HORAIRE CHMDR 24VAC 50HZ | [6 empty] | Product available contact our customers service
99793712 |  | COMPTEUR HORAIRE CHMDR 115VAC 50HZ | [6 empty] | Product available contact our customers service
99793714 |  | COMPTEUR HORAIRE CHMDR 230VAC 50H | [6 empty] | Product available contact our customers service
99793810 |  | COMPTEUR HORAIRE CHMDR 10-27VDC | [6 empty] | Product available contact our customers service

## DCS_FR
Reference | Libelle | Status
2011169 | ENS SEM EXTENSION 24V 35 RESSORT+LOQUETS | A
5055123 | MISC CONTROL LABEL FOR RS PRODUCTS | A
5070101 | MISC CONTROL PACKING TOP S3 | A
5070102 | MISC CONTROL PACKING BASE S3 | A
5070130 | MISC CONTROL PACKING TOP S1 | A
15000206 | MISC CONTROL SHEET TK2R1 | A
16120210 | MISC CONTROL BOXE 410X320X240 | A
16125684 | MISC CONTROL PLASTIC BAG 110X180 | A
18098030 | MISC CONTROL RESISTOR CARBO 47R 1/2W 5 | A
19020001 | MISC CONTROL PROBE OMRON PS-31 | A
19020011 | ACCESSORY CONTROL RELAY SONDE S7 | A
19021048 | MISC CONTROL CAP 5935-6 | A
20030020 | MISC CONTROL TRANSFORMER 152035 | A
20030021 | MISC CONTROL TRANSFORMER 152050 | A
20030022 | MISC CONTROL TRANSFORMER 152025 | A
25622076 | ACCESSORY TIMER PINS PLUG 11 POLES | A
25622203 | ACCESSORY TIMER CONNECTOR SA 8 | A
25622301 | PROBE CONTROL PINS PLUG 8 POLES | A
26532706 | ACCESSORY TIMER SOCKET 4 POLES DIN RAIL | A
26852303 | PROBE CONTROL CONVERTER 50A/50MA | A
26852304 | PROBE CONTROL CONVERTER 100A/50MA | A
70769145 | PIECE PARTS ENS CAME | A
70769767 | ENS.CAME | A
79220551 | PIECE PARTS BOUTON GRAVURE 0 A 30 | A
79220552 | PIECE PARTS BOUTON GRAVURE 0 A 60 | A
79220556 | PIECE PARTS CALOTTE | A
79220560 | PIECE PARTS BOUTON GRAVURE 0 A 120 | A
79237783 | ACCESSORY TIMER FRONT COVER BLACK RAL9011 | A
79237785 | ACCESSORY TIMER PROTECTION COVER IP 64 T4 | A
79238250 | POTENTIOMETER TRP 470K LIN +- 2 | A
79238251 | POTENTIOMETER TRP 470K LIN+-2 | A
79238252 | POTENTIOMETER TRPE 470K 054500000001 | A
79294450 | ELECTRONIC PCB BRUSH 30W 24V BO HV IP54 | A
79294451 | ELECTRONIC PCB BRUSH 30W 24V BF HV IP54 | A
79294452 | ELECTRONIC PCB BRUSH 33W 24V BF BV IP54 | A
79294457 | ELECTRONIC PCB BRUSH 30W 24V BF BV IP54 | A
79294458 | ELECTRONIC PCB BRUSH 30W 24V BF BV IP54 | A
79294760 | ELECTRONIC PCB BRUSH 30W 24V BO HV IP40 | A
79294761 | ELECTRONIC PCB BRUSH 30W 24V BF HV IP40 | A
79294762 | ELECTRONIC PCB BRUSH 30W 24V BF BV IP40 | A
79300701 | CARTE PUCE/COB 814/816 | A
79300702 | CARTE PUCE/COB 812/815 | A
79300915 | MISC CONTROL SCREW+CAGE CLAMP | A
79302425 | MISC CONTROL ASSEMBLY PROBE S7+CABLE | A
79330044 | MISC CONTROL PINS PLUG P USA | A
79330047 | MISC CONTROL PINS PLUG L USA | A
79454357 | ELECTRONIC PCB FON ACV SMARTRONIC | A
79694002 | ACCESSORY TIMER CONNECTOR SA 11 | A
79696006 | ACCESSORY CONTROL RELAY PROBE S5 | A
79696014 | ACCESSORY CONTROL RELAY PROBE S3 | A
79696044 | ACCESSORY CONTROL RELAY PROBE S8 | A
79696801 | ACCESSORY CONTROL RELAY SUBM LEVEL PROBE 468-1186 | A
79696802 | ACCESSORY CONTROL RELAY KIT CONRAD S7 + C1 | A
84800830 | CONTROL RELAY ACCESSORY COVER 17.5 262-182 RS | A
84800831 | CONTROL RELAY ACCESSORY COVER 35 262-110 RS | A
84870301 | LEVEL CONTROL RELAY LN 24VAC 8 PINS | A
84870303 | LEVEL CONTROL RELAY LN 120VAC 8 PINS | A
84870304 | LEVEL CONTROL RELAY LN 230VAC 8 PINS | A
84870306 | LEVEL CONTROL RELAY LN 24VAC 11 PINS | A
84870308 | LEVEL CONTROL RELAY LN 120VAC 11 PINS | A
84870309 | LEVEL CONTROL RELAY LN 230VAC 11 PINS | A
84870401 | LEVEL CONTROL RELAY L2N 24VAC | A
84870403 | LEVEL CONTROL RELAY L2N 120VAC | A
84870404 | LEVEL CONTROL RELAY L2N 230VAC | A
84870501 | LEVEL CONTROL RELAY FN 24A | A
84870502 | LEVEL CONTROL RELAY FN 48A | A
84870503 | LEVEL CONTROL RELAY FN 120A | A
84870504 | LEVEL CONTROL RELAY FN 230A | A
84870803 | LEVEL CONTROL RELAY FN LS 230V | A
84870804 | LEVEL CONTROL RELAY LN LC110 | A
84870805 | LEVEL CONTROL RELAY LN LC230 | A
84870807 | LEVEL CONTROL RELAY LN SP0001 | A
84870808 | LEVEL CONTROL RELAY L2N SP0001 | A
84870809 | LEVEL CONTROL RELAY LN SP0002 | A
84870814 | LEVEL CONTROL RELAY LN SP06018 | A
84870820 | LEVEL CONTROL RELAY KIT LN 848701AA | A
84870821 | LEVEL CONTROL RELAY KIT LN 848702BB | A
84870822 | LEVEL CONTROL RELAY KIT LN 848703CC | A
84870823 | LEVEL CONTROL RELAY KIT LN 848704DD | A
84870830 | LEVEL CONTROL RELAY RMC2 HNM RS 614-9347 | A
84870831 | LEVEL CONTROL RELAY RMC2 HNE RS 614-9353 | A
84870832 | LEVEL CONTROL RELAY RMC2 MNS RS 614-9369 | A
84871020 | CURRENT CONTROL RELAY EIL 24VDC | A
84871021 | CURRENT CONTROL RELAY EIL 24VAC | A
84871023 | CURRENT CONTROL RELAY EIL 120VAC | A
84871024 | CURRENT CONTROL RELAY EIL 230VAC | A
84871030 | CURRENT CONTROL RELAY EIH 24VDC | A
84871031 | CURRENT CONTROL RELAY EIH 24VAC | A
84871032 | CURRENT CONTROL RELAY EIH 48VAC | A
84871033 | CURRENT CONTROL RELAY EIH 120VAC | A
84871034 | CURRENT CONTROL RELAY EIH 230VAC | A
84871040 | CURRENT CONTROL RELAY EIT 24VDC | A
84871041 | CURRENT CONTROL RELAY EIT 24VAC | A
84871042 | CURRENT CONTROL RELAY EIT 48VAC | A
84871043 | CURRENT CONTROL RELAY EIT 120VAC | A
84871044 | CURRENT CONTROL RELAY EIT 230VAC | A
84871830 | CURRENT CONTROL RELAY RMC2 HIL 261-965 | A
84871831 | CURRENT CONTROL RELAY RMC2 HIH 261-943 | A
84871832 | CURRENT CONTROL RELAY RMC2 MIC 261-959 | A
84872020 | VOLTAGE CONTROL RELAY EUL 24VDC | A
84872021 | VOLTAGE CONTROL RELAY EUL 24VAC | A
84872023 | VOLTAGE CONTROL RELAY EUL 120VAC | A
84872024 | VOLTAGE CONTROL RELAY EUL 230VAC | A
84872030 | VOLTAGE CONTROL RELAY EUH 24VDC | A
84872031 | VOLTAGE CONTROL RELAY EUH 24VAC | A
84872033 | VOLTAGE CONTROL RELAY EUH 120VAC | A
84872034 | VOLTAGE CONTROL RELAY EUH 230VAC | A
84872830 | VOLTAGE CONTROL RELAY RMC2 HUL 262-053 | A
84872831 | VOLTAGE CONTROL RELAY RMC2 HUH 261-987 | A
84872832 | VOLTAGE CONTROL RELAY RMC2 MUS12DC 262-132 | A
84872833 | VOLTAGE CONTROL RELAY RMC2 MUS80ACDC 262-104 | A
84872834 | VOLTAGE CONTROL RELAY RMC2 MUS260ACDC 262-097 | A
84872835 | VOLTAGE CONTROL RELAY RMC2 MUSF80ACDC 262-069 | A
84872836 | VOLTAGE CONTROL RELAY RMC2 MUSF260ACDC 262-211 | A
84872837 | FREQUENCY CONTROL RELAY RMC2 HHZ 261-971 | A
84873004 | PHASE CONTROL RELAY EWS2 3AC 230...415V | A
84873806 | PHASE CONTROL RELAY RMC2 MWS SP08037 | A
84873830 | PHASE CONTROL RELAY RMC2 MWS 261-921 | A
84873831 | PHASE CONTROL RELAY RMC2 MWS2 261-909 | A
84873832 | PHASE CONTROL RELAY RMC2 MWG 261-915 | A
84873833 | PHASE CONTROL RELAY RMC2 MWU 261-892 | A
84873834 | PHASE CONTROL RELAY RMC2 MWA 262-047 | A
84873835 | PHASE CONTROL RELAY RMC2 MWUA 262-025 | A
84873836 | PHASE CONTROL RELAY RMC2 HWUA 262-003 | A
84873837 | PHASE CONTROL RELAY RMC2 HWTM 262-031 | A
84873838 | PHASE CONTROL RELAY RMC2 HWTM2 262-019 | A
84873839 | VOLTAGE CONTROL RELAY RMC2 H3US 262-198 | A
84873840 | VOLTAGE CONTROL RELAY RMC2 HU3SN 262-205 | A
84873841 | VOLTAGE CONTROL RELAY RMC2 M3US 262-126 | A
84874013 | TEMPERATURE CONTROL RELAYETM 120VAC | A
84874014 | TEMPERATURE CONTROL RELAYETM 230VAC | A
84874015 | TEMPERATURE CONTROL RELAYETM 24VUC | A
84874022 | TEMPERATURE CONTROL RELAYETM2 48VAC | A
84874023 | TEMPERATURE CONTROL RELAYETM2 120VAC | A
84874024 | TEMPERATURE CONTROL RELAYETM2 230VAC | A
84874025 | TEMPERATURE CONTROL RELAYETM2 24VUC | A
84874033 | TEMPERATURE CONTROL RELAYETM22 120VAC | A
84874034 | TEMPERATURE CONTROL RELAYETM22 230VAC | A
84874035 | TEMPERATURE CONTROL RELAYETM22 24VUC | A
84874830 | TEMPERATURE CONTROL RELAYRMC2 HT81 262-081 | A
84874831 | TEMPERATURE CONTROL RELAYRMC2 HT81-2 262-148 | A
84874832 | TEMPERATURE CONTROL RELAYRMC2 HWT81 262-075 | A
84874833 | PUMP CONTROL RELAY RMC2 HPC 261-937 | A
84874834 | SPEED CONTROL RELAY RMC2 HSV 261-993 | A
84878041 | PROBE CONTROL CONVERTER100A-50MA 283-6384 | A
84878230 | CURRENT CONTROL RELAY EIL 24VDC 463-3373 | A
84878233 | CURRENT CONTROL RELAY EIL 120VAC 463-3395 | A
84878234 | CURRENT CONTROL RELAY EIL 230VAC 463-3648 | A
84878260 | CURRENT CONTROL RELAY EIT 24VDC 463-3424 | A
84878263 | CURRENT CONTROL RELAY EIT 120VAC 463-3430 | A
84878264 | CURRENT CONTROL RELAY EIT 230VAC 463-3676 | A
84878273 | TEMPERATURE CONTROL RELAYETM 110VAC | A
84878274 | TEMPERATURE CONTROL RELAYETM 230VAC | A
84878275 | TEMPERATURE CONTROL RELAYETM 24VUC | A
84878330 | CURRENT CONTROL RELAY EIH 24VDC 463-3402 | A
84878333 | CURRENT CONTROL RELAY EIH 120VAC 463-3418 | A
84878334 | CURRENT CONTROL RELAY EIH 230VAC 463-3654 | A
84878430 | VOLTAGE CONTROL RELAY EUL 24VDC 463-3452 | A
84878433 | VOLTAGE CONTROL RELAY EUL 120VAC 463-3468 | A
84878434 | VOLTAGE CONTROL RELAY EUL 230VAC 463-3682 | A
84878530 | VOLTAGE CONTROL RELAY EUH 24VDC 463-3474 | A
84878533 | VOLTAGE CONTROL RELAY EUH 120VAC 463-3480 | A
84878534 | VOLTAGE CONTROL RELAY EUH 230VAC 439-7588 | A
84886018 | SPEED CONTROLLER VAR302 V2.1 | A
85201045 | UV-VZ/30S-SZ/15S | A
87610842 | TOTALIZER LCD LED CP2 2293 176-3128 | A
88225011 | MECHANICAL TIMER 882250 12MN 220.240V 50HZ | A
88225012 | MECHANICAL TIMER 882250 12MN 110.127V 50HZ | A
88225013 | MECHANICAL TIMER 882250 12MN 24V 50HZ | A
88225014 | MECHANICAL TIMER 882250 12H 220.240V 50HZ | A
88225015 | MECHANICAL TIMER 882250 12H 110.127V 50HZ | A
88225016 | MECHANICAL TIMER 882250 12H 24V 50HZ | A
88225017 | MECHANICAL TIMER 882250 12H 48V 50HZ | A
88225019 | MECHANICAL TIMER 882250 12MN 48V 50HZ | A
88225029 | MECHANICAL TIMER 882250 12MN 24V 60HZ | A
88225030 | MECHANICAL TIMER 882250 12MN110.127V 60HZ | A
88225031 | MECHANICAL TIMER 882250 12MN 220.240V 60HZ | A
88225032 | MECHANICAL TIMER 882250 12H 24V 60HZ | A
88225033 | MECHANICAL TIMER 882250 12H 110.127V 60HZ. | A
88225034 | MECHANICAL TIMER 882250 12H 220.240V 60HZ | A
88226005 | MECHANICAL TIMER 882260 12MN 240V 50HZ NHP | A
88226006 | MECHANICAL TIMER 882260 12H 240V 50HZ NHP | A
88226007 | MECHANICAL TIMER 882260 12MN 240V 50HZ NHP | A
88226011 | MECHANICAL TIMER 882260 12MN 220.240V 50HZ | A
88226012 | MECHANICAL TIMER 882260 12MN 110.127V 50HZ | A
88226013 | MECHANICAL TIMER 882260 12MN 24V 50HZ | A
88226014 | MECHANICAL TIMER 882260 12H 220.240V 50HZ | A
88226015 | MECHANICAL TIMER 882260 12H 110.127V 50HZ | A
88226016 | MECHANICAL TIMER 882260 12H 24V 50HZ | A
88226017 | MECHANICAL TIMER 882260 12H 48V 50HZ | A
88226019 | MECHANICAL TIMER 882260 12MN 48V 50HZ | A
88226029 | MECHANICAL TIMER 882260 12MN 24V 60HZ | A
88226030 | MECHANICAL TIMER 882260 12MN 110.127V 60HZ | A
88226031 | MECHANICAL TIMER 882260 12MN 220.240V 60HZ | A
88226032 | MECHANICAL TIMER 882260 12H 24V 60HZ | A
88226033 | MECHANICAL TIMER 882260 12H 110.127V 60HZ | A
88226034 | MECHANICAL TIMER 882260 12H 220.240V 60HZ | A
88226501 | MECHANICAL TIMER 882265 12MN 24V 50HZ | A
88226503 | MECHANICAL TIMER 882265 12MN 110-127V 50HZ | A
88226504 | MECHANICAL TIMER 882265 12MN 220-240V 50HZ | A
88226505 | MECHANICAL TIMER 882265 12H 24V 50HZ | A
88226507 | MECHANICAL TIMER 882265 12H 110-127V 50HZ | A
88226508 | MECHANICAL TIMER 882265 12H 220-240V 50HZ | A
88226509 | MECHANICAL TIMER 882265 12MN 24V 60HZ | A
88226510 | MECHANICAL TIMER 882265 12MN 115V 60HZ | A
88226511 | MECHANICAL TIMER 882265 12MN 220V 60HZ | A
88226513 | MECHANICAL TIMER 882265 12H 110-127V 60HZ | A
88226514 | MECHANICAL TIMER 882265 12H 220V 60HZ | A
88226515 | MECHANICAL TIMER 882265 12MN 240V 50HZ NHP | A
88226516 | MECHANICAL TIMER 882265 12H 240V 50HZ NHP | A
88256300 | MINUTERIE 88.256.5 -HOMOLOGATION UL- | A
88256401 | SMALL CAM TIMERS 882564 TEMPO=5MIN WITH 1 GEARED | A
88256402 | SMALL CAM TIMERS 882564 TEMPO=15MIN WITH 1 GEARE | A
88256403 | SMALL CAM TIMERS 882564 TEMPO=30MIN WITH 1 GEARE | A
88256404 | SMALL CAM TIMERS 882564 TEMPO=60MIN WITH 1 GEARE | A
88256405 | SMALL CAM TIMERS 882564 TEMPO=120MIN WITH 1 GEAR | A
88256406 | SMALL CAM TIMERS 882564 TEMPO=5H WITH 1 GEARED S | A
88256407 | SMALL CAM TIMERS 882564 TEMPO=15H WITH 1 GEARED | A
88256408 | SMALL CAM TIMERS 882564 TEMPO=30H WITH 1 GEARED | A
88256416 | SMALL CAM TIMERS 882564 TEMPO=30MIN BOUTON=SANS C | A
88256419 | SMALL CAM TIMERS 882564 TEMPO=15H BOUTON=SANS CAM | A
88256420 | SMALL CAM TIMERS 882564 TEMPO=5H WITH 1 GEARED S | A
88256421 | SMALL CAM TIMERS 882564 TEMPO=2H WITH 1 GEARED S | A
88256423 | SMALL CAM TIMERS 882564 TEMPO=15MIN BOUTON=SANS | A
88256432 | SMALL CAM TIMERS 882564 TEMPO=5MIN BOUTON=SANS W | A
88256433 | SMALL CAM TIMERS 882564 TEMPO=30MIN BOUTON=SANS | A
88256434 | SMALL CAM TIMERS 882564 TEMPO=60MIN BOUTON=SANS | A
88256435 | SMALL CAM TIMERS 882564 TEMPO=120MIN BOUTON=SANS | A
88256436 | SMALL CAM TIMERS 882564 TEMPO=5H BOUTON=SANS WIT | A
88256437 | SMALL CAM TIMERS 882564 TEMPO=15H BOUTON=SANS WI | A
88256438 | SMALL CAM TIMERS 882564 TEMPO=30H BOUTON=SANS WI | A
88256439 | SMALL CAM TIMERS 882564 TEMPO=60MIN WITH 1 MOTOR | A
88256440 | SMALL CAM TIMERS 882564 TEMPO=15H WITH 1 GEARED | A
88256455 | SMALL CAM TIMERS 882564 TEMPO=60S MINI=83160/UL | A
88256456 | SMALL CAM TIMERS 882564 TEMPO=30MIN MINI=83160/UL | A
88256457 | SMALL CAM TIMERS 882564 TEMPO=60MIN MINI=83160/UL | A
88256458 | SMALL CAM TIMERS 882564 TEMPO=5MIN BOUTON=SANS MI | A
88256459 | SMALL CAM TIMERS 882564 TEMPO=30S BOUTON=SANS MIN | A
88256460 | SMALL CAM TIMERS 882564 TEMPO=30MIN BOUTON=SANS | A
88256464 | SMALL CAM TIMERS 882564 TEMPO=4H BOUTON=SANS CAME | A
88256466 | SMALL CAM TIMERS 882564 TEMPO=45MIN BOUTON=SANS C | A
88256467 | MINUTERIE 88.256.4 TEMPO=5MIN CAME=79240608 | A
88256468 | MINUTERIE 88.256.4 TEMPO 1H CAME=79240608 SP6124 A | A
88256469 | MINUTERIE 88.256.4 TEMPO 5H CAME=79240608 SP6124 A | A
88256470 | SMALL CAM TIMERS 882564 TEMPO=5MIN CAME=79240608 | A
88256471 | SMALL CAM TIMERS 882564 TEMPO=15MIN CAME=79240608 | A
88256472 | SMALL CAM TIMERS 882564 TEMPO=30MIN CAME=79240608 | A
88256473 | SMALL CAM TIMERS 882564 TEMPO=1H CAME=79240608 SP | A
88256474 | SMALL CAM TIMERS 882564 TEMPO=2H CAME=79240608 SP | A
88256476 | SMALL CAM TIMERS 882564 TEMPO=15H CAME=79240608 S | A
88256481 | SMALL CAM TIMERS 882564 TEMPO=15MIN BOUTON=SANS C | A
88256482 | SMALL CAM TIMERS 882564 TEMPO=30MIN BOUTON=SANS C | A
88256483 | SMALL CAM TIMERS 882564 TEMPO=1H BOUTON=SANS CAME | A
88256484 | SMALL CAM TIMERS 882564 TEMPO=10MIN BOUTON=SANS T | A
88256485 | SMALL CAM TIMERS 882564 TEMPO=120MIN BOUTON=SANS | A
88256486 | SMALL CAM TIMERS 882564 TEMPO=1H CAME=79240608 SP | A
88256487 | SMALL CAM TIMERS 882564 TEMPO=1H CAME=79240608 SP | A
88256502 | SMALL CAM TIMERS 882565 TEMPO=4MIN MINI=831600/UL | A
88256506 | SMALL CAM TIMERS 882565 TEMPO=5MIN WITH 1 MOTORE | A
88256507 | SMALL CAM TIMERS 882565 TEMPO=15MIN WITH 1 GEARE | A
88256508 | SMALL CAM TIMERS 882565 TEMPO=30MIN WITH 1 GEARE | A
88256509 | SMALL CAM TIMERS 882565 TEMPO=60MIN WITH 1 GEARE | A
88256510 | SMALL CAM TIMERS 882565 TEMPO=120MIN WITH 1 GEAR | A
88256511 | SMALL CAM TIMERS 882565 TEMPO=5H WITH 1 GEARED S | A
88256512 | SMALL CAM TIMERS 882565 TEMPO=15H WITH 1 GEARED | A
88256513 | SMALL CAM TIMERS 882565 TEMPO=30H WITH 1 GEARED | A
88256514 | SMALL CAM TIMERS 882565 TEMPO=60S BOUTON=SANS CAM | A
88256516 | SMALL CAM TIMERS 882565 TEMPO=60S BOUTON=SANS DIA | A
88256517 | SMALL CAM TIMERS 882565 TEMPO=30MIN BOUTON=SANS C | A
88256519 | SMALL CAM TIMERS 882565 TEMPO=5MIN BOUTON=SANS W | A
88256520 | SMALL CAM TIMERS 882565 TEMPO=30H BOUTON=SANS CAM | A
88256522 | SMALL CAM TIMERS 882565 TEMPO=30H WITH 1 GEARED | A
88256525 | SMALL CAM TIMERS 882565 TEMPO=15H WITH 1 GEARED | A
88256526 | SMALL CAM TIMERS 882565 TEMPO=30MIN BOUTON=SANS S | A
88256537 | SMALL CAM TIMERS 882565 TEMPO=15MIN BOUTON=SANS | A
88256538 | SMALL CAM TIMERS 882565 TEMPO=30MIN BOUTON=SANS | A
88256539 | SMALL CAM TIMERS 882565 TEMPO=1H BOUTON=SANS WIT | A
88256540 | SMALL CAM TIMERS 882565 TEMPO=120MIN BOUTON=SANS | A
88256541 | SMALL CAM TIMERS 882565 TEMPO=5H BOUTON=SANS WIT | A
88256543 | SMALL CAM TIMERS 882565 TEMPO=30H BOUTON=SANS WI | A
88256546 | SMALL CAM TIMERS 882565 TEMPO=45H WITH 1 GEARED | A
88256547 | SMALL CAM TIMERS 882565 TEMPO=15H WITH 1 MOTORED | A
88256562 | SMALL CAM TIMERS 882565 TEMPO=60S MINI=83160/UL | A
88256563 | SMALL CAM TIMERS 882565 TEMPO=5MIN MINI=83160/UL | A
88256564 | SMALL CAM TIMERS 882565 TEMPO=15MIN MINI=83160/UL | A
88256565 | SMALL CAM TIMERS 882565 TEMPO=60MIN MINI=83160/UL | A
88256567 | SMALL CAM TIMERS 882565 TEMPO=5H MINI=83160/UL W | A
88256568 | MINUTERIE 88.256.5 SP6111 DIAGR.15633 AVEC UN MOTO | A
88256571 | SMALL CAM TIMERS 882565 TEMPO=60MIN BOUTON=SANS M | A
88256572 | SMALL CAM TIMERS 882565 TEMPO=60MIN BOUTON=SANS | A
88256573 | SMALL CAM TIMERS 882565 TEMPO=3H BOUTON=SANS WIT | A
88256574 | SMALL CAM TIMERS 882565 TEMPO=8MIN SP6116 WITH 1 | A
88256575 | SMALL CAM TIMERS 882565 TEMPO=60MIN BOUTON=SANS M | A
88256576 | SMALL CAM TIMERS 882565 TEMPO=5MIN BOUTON=SANS SP | A
88256578 | SMALL CAM TIMERS 882565 TEMPO=90MIN BOUTON=SANS | A
88256579 | SMALL CAM TIMERS 882565 TEMPO=30MIN SP6121 WITH | A
88256580 | SMALL CAM TIMERS 882565 TEMPO=45MIN SP6121 WITH | A
88256582 | MINUTERIE 88.256.5 TEMPO=6 SECONDES (BOURGEOIS) AV | A
88256585 | MINUTERIE 88.256.5 TEMPO=1H CAME=STD BOUT=AVEC SP6 | A
88256586 | MINUTERIE 88.256.5 TEMPO=5H CAME=STD BOUT=AVEC SP6 | A
88256587 | SMALL CAM TIMERS 882565 TEMPO=5MIN SP612310 WITH | A
88256588 | SMALL CAM TIMERS 882565 TEMPO=15MIN SP612310 WIT | A
88256590 | SMALL CAM TIMERS 882565 TEMPO=1H SP612310 WITH 1 | A
88256592 | SMALL CAM TIMERS 882565 TEMPO=5H SP612310 WITH 1 | A
88256593 | SMALL CAM TIMERS 882565 TEMPO=15H SP612310 WITH | A
88256595 | SMALL CAM TIMERS 882565 TEMPO=60MIN BOUTON=SANS F | A
88256596 | SMALL CAM TIMERS 882565 TEMPO=180MIN BOUTON=SANS | A
88256597 | SMALL CAM TIMERS 882565 TEMPO=60MIN THRUSTER=AVEC | A
88256599 | SMALL CAM TIMERS 882565 TEMPO=60MIN BOUTON=SANS T | A
88256601 | SMALL CAM TIMERS 882565 TEMPO=120MIN SP6121 WITH | A
88256602 | PROGRAMMATEUR BOURGEOIS | A
88256603 | PROGRAMMATEUR BOURGEOIS | A
88256604 | SMALL CAM TIMERS 882565 TEMPO=4MIN SP6116 WITH 1 | A
88256605 | SMALL CAM TIMERS 882565 TEMPO=30S BOUTON=SANS DIA | A
88256606 | SMALL CAM TIMERS 882565 TEMPO=4MIN SP6126 WITH 1 | A
88256607 | SMALL CAM TIMERS 882565 TEMPO=1H SP6127 WITH 1 G | A
88256608 | SMALL CAM TIMERS 882565 TEMPO=5H WITH 1 GEARED S | A
88256609 | SMALL CAM TIMERS 882565 TEMPO=15H WITH 1 GEARED | A
88256612 | SMALL CAM TIMERS 882565 TEMPO=60MIN CAME.1=792406 | A
88256613 | SMALL CAM TIMERS 882565 TEMPO=15MIN SP612310 WIT | A
88256615 | SMALL CAM TIMERS 882565 TEMPO=15H BOUTON=AVEC SP6 | A
88256906 | SMALL CAM TIMERS 882569 TEMPO=5MIN WITH 1 GEARED | A
88256907 | SMALL CAM TIMERS 882569 TEMPO=15MIN WITH 1 GEARE | A
88256908 | SMALL CAM TIMERS 882569 TEMPO=30MIN WITH 1 GEARE | A
88256909 | SMALL CAM TIMERS 882569 TEMPO=60MIN WITH 1 GEARE | A
88256910 | SMALL CAM TIMERS 882569 TEMPO=120MIN WITH 1 GEAR | A
88256911 | SMALL CAM TIMERS 882569 TEMPO=5H WITH 1 GEARED S | A
88256912 | SMALL CAM TIMERS 882569 TEMPO=15H WITH 1 GEARED | A
88256913 | SMALL CAM TIMERS 882569 TEMPO=30H WITH 1 GEARED | A
88256991 | SMALL CAM TIMERS 882569 TEMPO=20S BOUTON=SANS CAM | A
88256992 | SMALL CAM TIMERS 882569 TEMPO=20S BOUTON=SANS CAM | A
88256993 | SMALL CAM TIMERS 882569 TEMPO=45MIN BOUTON=SANS T | A
88256994 | SMALL CAM TIMERS 882569 TEMPO=45MIN BOUTON=SANS T | A
88299145 | PROGRAMMATEUR 88299 C=73800109 BOIT=70769793 | A
88299147 | PROGRAMMATEUR 88299 CAM=73800109 B.NOIR | A
88299149 | PROGRAMMATEUR 88.299 CAM=70541787 MINIVANNE | A
88299156 | PROGRAMMATEUR 88299 CAM=70541787 MINIVAN PNEU | A
88299166 | PROGRAMMATEUR 88299 C=7380109 BOIT=70769793 | A
88299167 | PROGRAMMATEUR 88299 CAM=73800109 B.NOIR | A
88299169 | PROGRAMMATEUR 88299 C=7380109 BOIT=70769793 | A
88299170 | PROGRAMMATEUR 88299 CAM=70541787 | A
88299172 | PROGRAMMATEUR 88299 CAM=70541787 | A
88299237 | PROGRAMMATEUR 88299 CAM=70541787 MIN=73800110 | A
88299252 | PROGRAMMATEUR 88299 CAME=73800109 2 MINI-VANN | A
88299253 | PROGRAMMATEUR 88299 CAME=70541787 2 MINI-VANN | A
88299254 | PROGRAMMATEUR 88299 CAME=73800109 2 MINI-VANN | A
88299255 | PROGRAMMATEUR 88299 CAM=70541787 2 MINI-VANNE | A
88299256 | PROGRAM.88299 AVEC 8234401/4RPM 115/230 50 AIG | A
88857003 | FRONT PANEL TIMER M 814 LCD LV | A
88857005 | FRONT PANEL TIMER M 814 LCD HV | A
88857103 | FRONT PANEL TIMER G 814 LCD LV | A
88857105 | FRONT PANEL TIMER G 814 LCD HV | A
88857301 | FRONT PANEL TIMER G 815 230VAC/24 VACDC | A
88857302 | FRONT PANEL TIMER G 815 48VACDC/12VDC | A
88857307 | FRONT PANEL TIMER G 815 110VAC/24VACDC | A
88857400 | FRONT PANEL TIMER M 812 230 VAC | A
88857406 | FRONT PANEL TIMER M812 110VAC | A
88857409 | FRONT PANEL TIMER M 812 24VACDC | A
88857601 | FRONT PANEL TIMER M 816 LCD 24VUC/230VAC | A
88857604 | FRONT PANEL TIMER M 816 LCD 24VUC/48VUC | A
88857607 | FRONT PANEL TIMER M 816 LCD 24VUC/110VAC | A
88857701 | FRONT PANEL TIMER G 816 LCD 24VUC/230VAC | A
88857704 | FRONT PANEL TIMER G 816 LCD 24VUC/48VUC | A
88857707 | FRONT PANEL TIMER G 816 LCD 24VUC/110VAC | A
88857808 | FRONT PANEL TIMER M 814 LCD HV 849-445 | A
88857809 | FRONT PANEL TIMER G 814 LCD HV 849-451 | A
88857821 | FRONT PANEL TIMER G814 HV MSM200 | A
88857822 | FRONT PANEL TIMER G815 230V 053813141100 | A
88857829 | FRONT PANEL TIMER M 815 110 VAC SP9501 | A
88857831 | FRONT PANEL TIMER G816 24U/110A 215-5168 | A
88857832 | FRONT PANEL TIMER G816 24U/230A RS2155152 | A
88857833 | FRONT PANEL TIMER M816 24U/110A 215-5146 | A
88857834 | FRONT PANEL TIMER M816 24U/230A 215-5130 | A
88857836 | FRONT PANEL TIMER G815 230A/24U 204-4664 | A
88857837 | FRONT PANEL TIMER G814 LCD HV | A
88857841 | FRONT PANEL TIMER G815 48/24VAC-DC SP0202 | A
88865265 | BACK PANEL TIMER TK2R1 20-30VDC&20-264VAC | A
88865503 | BACK PANEL TIMER TURC3 10-260VUC | A
88865808 | BACK PANEL TIMER TK2R1/SBR2 054521649020 | A
88865829 | BACK PANEL TIMER TK2R1 349-6858 | A
88867100 | PLUG IN TIMER OUR4 12VUC | A
88867103 | PLUG IN TIMER OUR3 10-260VUC | A
88867105 | PLUG IN TIMER OUR1 20-30VDC&20-264VAC | A
88867135 | PLUG IN TIMER OCR1 20-30VDC&20-264VAC | A
88867155 | PLUG IN TIMER OLR1 20-30VDC&20-264VAC | A
88867215 | PLUG IN TIMER OA2R1 20-30VDC&20-264VAC | A
88867300 | PLUG IN TIMER PU2R4 12VUC | A
88867303 | PLUG IN TIMER PU2R3 10-260VUC | A
88867305 | PLUG IN TIMER PU2R1 20-30VDC&20-264VAC | A
88867385 | PLUG IN TIMER PX2R1 MULTIFUNCTION | A
88867415 | PLUG IN TIMER PA2R1 20-30VDC&20-264VAC | A
88867435 | PLUG IN TIMER PC2R1 20-30VDC&20-264VAC | A
88867455 | PLUG IN TIMER PL2R1 20-30VDC&20-264VAC | A
88867801 | PLUG IN TIMER OL2R1 | A
88867820 | PLUG IN TIMER PU2R3 331-1000 | A
88867821 | PLUG IN TIMER PU2R1 331-0990 | A
88867822 | PLUG IN TIMER PA2R1 331-1101 | A
88867823 | PLUG IN TIMER PC2R1 331-1117 | A
88867824 | PLUG IN TIMER PL2R1 331-1123 | A
88867861 | PLUG IN TIMER PC2R3 SP03040 | A
88886810 | FRONT PANEL TIMER TMR48U 467-6869 | A
88886811 | FRONT PANEL TIMER TMR48X 467-6875 | A
88886812 | FRONT PANEL TIMER TMR48L 467-6881 | A
88886813 | FRONT PANEL TIMER TMR48A 467-6897 | A
88895801 | PLUG IN TIMER RTMA2 454-6998 | A
88895802 | PLUG IN TIMER RTMA2 454-7014 | A
88895803 | PLUG IN TIMER RTMA2 454-7020 | A
88895804 | PLUG IN TIMER RTMA2 454-7036 | A
88895805 | PLUG IN TIMER RTMA2 454-7042 | A
88896801 | PLUG IN TIMER RTMA4 12VDC 433-4026 | A
88896802 | PLUG IN TIMER RTMA4 24VDC 436-4746 | A
88896803 | PLUG IN TIMER RTMA4 24VAC 433-3994 | A
88896804 | PLUG IN TIMER RTMA4 110VAC 433-4048 | A
88896805 | PLUG IN TIMER RTMA4 230VAC 433-4032 | A
88899204 | DEFROST TIMER NFR 90-260VAC CASE+PROBE | A
88899205 | DEFROST TIMER NFR 90-260VAC PCB+PROBE | A
88899803 | DEFROST TIMER NFR 90-260VAC PROBE 2 50M | A
88899810 | MISC. TIMER NAR2 SP0201 | A
88901302 | FRONT PANEL TIMER MBA3F 24V 1S | A
88901308 | FRONT PANEL TIMER MBA2F 110/230 1S | A
88901322 | FRONT PANEL TIMER MBA3F 24V 10S | A
88901328 | FRONT PANEL TIMER MBA2F 110/230 10S | A
88901342 | FRONT PANEL TIMER MBA3F 24V 60S | A
88901348 | FRONT PANEL TIMER MBA2F 110/230 60S | A
88901372 | FRONT PANEL TIMER MBA3F 24V 10MN | A
88901378 | FRONT PANEL TIMER MBA2F 110/230 10MN | A
88901392 | FRONT PANEL TIMER MBA3F 24V 60MN | A
88901398 | FRONT PANEL TIMER MBA2F 110/230 60MN | A
88901801 | FRONT PANEL TIMER MBA3F 24V 1S 433-3900 | A
88901802 | FRONT PANEL TIMER MBA3F 24V 10S 433-3916 | A
88901803 | FRONT PANEL TIMER MBA3F 24V 60S 433-3950 | A
88901804 | FRONT PANEL TIMER MBA3F 24V 10M 433-3966 | A
88901805 | FRONT PANEL TIMER MBA3F 24V 60M 433-3988 | A
88901806 | FRONT PANEL TIMER MBA2F 230V 1S 433-3887 | A
88901807 | FRONT PANEL TIMER MBA2F 230V 10S 433-3893 | A
89420065 | TEMPERATURE CONTROLLER CT48A 115A J 450C | A
89420095 | TEMPERATURE CONTROLLER CT48A 115A J 600C | A
89420205 | TEMPERATURE CONTROLLER CT48A 115A P 30C | A
89420215 | TEMPERATURE CONTROLLER CT48A 115A P 40C | A
89420255 | TEMPERATURE CONTROLLER CT48A 115A P 400C | A
GHE40179AA | MISC CONTROL LABEL ROHS CHINA | A
X0214267 | SMALL CAM TIMERS 882564 TEMPO=60MIN WITH 1 GEARE | A
X0224300 | SMALL CAM TIMERS 882565 TEMPO=5H SP612310 WITH 1 | A
X0227247 | PETIT PROGRAMMATEUR 882565 TEMPO=60S DIAGR=256043 | A
X0229575 | PETIT PROGRAMMATEUR 882564 TEMPO=6S BOUTON=SANS C | A
X0230000 | SMALL CAM TIMERS 882564 TEMPO=15H WITH 1 GEARED | A
2010348 | MISC CONTROL LENS CLEAR | A
2106194 | MISC CONTROL BLACK PLUG | A
3083378 | MISC CONTROL LUGS TERMINALS | A
5050247 | MISC CONTROL LABEL BLANK 25X12 | A
5050286 | MISC CONTROL LABEL BLANK 38 X 25 | A
5050328 | MISC CONTROL LABEL BLANK 68 X 58 | A
5070131 | MISC CONTROL PACKING BASE S1 | A
5070137 | MISC CONTROL PACKING FOR KIT M2-1 | A
16124771 | MISC CONTROL PLASTIC BAG 250X400 | A
16127624 | MISC CONTROL PLASTIC BAG 150X260 | A
20034900 | MISC CONTROL TRANSFORMER 24V B10-TRP15-124V | A
25622080 | ACCESSORY TIMER SOCKET 11 PINS PZ11 | A
25622130 | ACCESSORY TIMER SOCKET 8 PINS PZ8 | A
25622303 | PROBE CONTROL SOCKET 8 PINS | A
26532702 | ACCESSORY TIMER SPING RTM SOCKET WITH SCR | A
26532709 | ACCESSORY TIMER SOCKET 2 POLES | A
26532770 | ACCESSORY TIMER SPRING CHRONOS2 | A
26546803 | PIECE PARTS SOCLE POUR RAIL 159200204 | A
26546805 | PIECE PARTS CACHE CARRE 152600014 | A
26546840 | ACCESSORY COUNTER DIN RAIL ADAPTER 50X25 | A
26546841 | ACCESSORY COUNTER DIN RAIL ADAPTER 50X50 | A
26546842 | ACCESSORY COUNTER ADAPTER72X72 TO 48X4 | A
26546843 | ACCESSORY COUNTER ADAPT SM 50X25 TO 45X22 | A
26546844 | ACCESSORY COUNTER ADAPTER 50X25 TO 45X22 2 | A
26546845 | ACCESSORY COUNTER ACC CHM DR CHM48 | A
26546846 | ACCESSORY COUNTER ADAPTER 55X55 TO 48X48 | A
26546847 | ACCESSORY COUNTER GASKETS 48X24 | A
26546848 | ACCESSORY COUNTER ACC CTR PM SET 48X24 | A
26546849 | ACCESSORY COUNTER ADAPTER 48X48 TO 48X24 | A
36526109 | PIECES DETACHEES BARQUETTE 28X38 | A
74525305 | ACCESSORY CONTROL RELAY TRANSFORMER TI 100 | A
74560055 | FLAME CONTROL CELL UV WITHOUT SUPPORT | A
74560168 | SPRING HOLDER FROM HFF | A
79237739 | ACCESSORY TIMER SET OF 2 BROOCHS 77-93 | A
79237806 | ACCESSORY TIMER ADAPTATER PANEL FOR M | A
79694029 | ACCESSORY TIMER ADAPTER P | A
79696001 | ACCESSORY CONTROL RELAY CABLE C1 | A
79696030 | PROBE CONTROL LUG THERMOCOUPLE | A
79696031 | PROBE CONTROL ENCAPSULATED THERMOCOUPLE | A
79696032 | PROBE CONTROL THERMOCOUPLE J COVERED 6M | A
79696033 | PROBE CONTROL THERMOCOUPLE J COVERED 5M | A
79696034 | PROBE CONTROL ENCAPSULATED THERMOCOUPLE | A
79696035 | PROBE CONTROL PT100 GRADE B COVERED | A
79696036 | PROBE CONTROL PT100 GRADE B COVERED | A
79696037 | PROBE CONTROL PT100 GRADE B | A
79696038 | PROBE CONTROL SLIDING CONNECTION 3MM | A
79696039 | PROBE CONTROL SLIDING CONNECTION 6MM | A
79696040 | PROBE CONTROL SLIDING CONNECTION 1/2 | A
79696041 | PROBE CONTROL SUB-BASE 1/4 12MM | A
79696043 | ACCESSORY CONTROL RELAY PROBE S7 | A
84145001 | JUNCTION BLOCKS SIMM OUT 24VDC/5-48VDC 0. | A
84145010 | JUNCTION BLOCKS SIMM OUT 5DC/5-48DC/X10 | A
84145011 | JUNCTION BLOCKS SIMM OUT 24DC/5-48DC/X10 | A
84145021 | JUNCTION BLOCKS SIMM OUT24DC/24-250AC/X10 | A
84145031 | JUNCTION BLOCKS SIMM OUT 24DC/24-250/X10 | A
84145041 | JUNCTION BLOCKS SIMM OUT 24DC/SPDT 6A/X10 | A
84145042 | JUNCTION BLOCKS SIMM OUT 24AD/SPDT 6A/X10 | A
84145046 | JUNCTION BLOCKS SIMM OUT 230VAD/SPDT/X10 | A
84145061 | JUNCTION BLOCKS SIMM IN 19.2-30VDC/30V SP | A
84145062 | JUNCTION BLOCKS SIMM IN 19.2-30VAC/DC/30V | A
84870200 | LEVEL CONTROL RELAY ENR 24-240VUC | A
84870210 | LEVEL CONTROL RELAY ENRM 24-240VUC | A
84870700 | LEVEL CONTROL RELAY RMC2 HNM | A
84870710 | LEVEL CONTROL RELAY RMC2 HNE | A
84870720 | LEVEL CONTROL RELAY RMC2 MNS | A
84870840 | LEVEL CONTROL RELAY RMC2 HNM SP07039 | A
84870841 | LEVEL CONTROL RELAY RMC2 HNM SP07049 | A
84871120 | CURRENT CONTROL RELAY RMC2 HIL | A
84871122 | CURRENT CONTROL RELAY RMC2 MIC | A
84871130 | CURRENT CONTROL RELAY RMC2 HIH | A
84871809 | CURRENT CONTROL RELAY RMC2 HIL SP09042 | A
84871852 | CURRENT CONTROL RELAY XTRIR 3 | A
84871890 | CURRENT CONTROL RELAY RMC2 MRIL 040015740200 | A
84871891 | CURRENT CONTROL RELAY RMC2 MRI1 040015740100 | A
84871892 | CURRENT CONTROL RELAY RMC2 MI-20 040015740422 | A
84872120 | VOLTAGE CONTROL RELAY RMC2 HUL | A
84872130 | VOLTAGE CONTROL RELAY RMC2 HUH | A
84872140 | VOLTAGE CONTROL RELAY RMC2 MUS12DC | A
84872141 | VOLTAGE CONTROL RELAY RMC2 MUS80ACDC | A
84872142 | VOLTAGE CONTROL RELAY RMC2 MUS260ACDC | A
84872151 | VOLTAGE CONTROL RELAY RMC2 MUSF80ACDC | A
84872152 | VOLTAGE CONTROL RELAY RMC2 MUSF260ACDC | A
84872501 | FREQUENCY CONTROL RELAY RMC2 HHZ | A
84872803 | VOLTAGE CONTROL RELAY RMC2 MUS SP07080 | A
84872805 | VOLTAGE CONTROL RELAY RMC2 MUS SP08072 | A
84872890 | VOLTAGE CONTROL RELAY RMC2 MRUL1 040010740300 | A
84872891 | VOLTAGE CONTROL RELAY RMC2 MRU1 040010740200 | A
84872892 | VOLTAGE CONTROL RELAY RMC2 WU12 040011741500 | A
84872893 | VOLTAGE CONTROL RELAY RMC2 WU80 040011731600 | A
84872894 | VOLTAGE CONTROL RELAY RMC2 WU1 040011760100 | A
84872895 | VOLTAGE CONTROL RELAY RMC2 MFUL80 040012701600 | A
84872896 | VOLTAGE CONTROL RELAY RMC2 MFU260 040012760100 | A
84872897 | FREQUENCY CONTROL RELAY RMC2 MHZ 040050740000 | A
84873021 | PHASE CONTROL RELAY RMC2 MWS2 | A
84873022 | PHASE CONTROL RELAY RMC2 MWG | A
84873023 | PHASE CONTROL RELAY RMC2 MWU | A
84873024 | PHASE CONTROL RELAY RMC2 MWA | A
84873025 | PHASE CONTROL RELAY RMC2 MWUA | A
84873026 | PHASE CONTROL RELAY RMC2 HWUA | A
84873027 | PHASE CONTROL RELAY RMC2 HWTM | A
84873028 | PHASE CONTROL RELAY RMC2 HWTM2 | A
84873029 | PHASE CONTROL RELAY RMC2 MWS | A
84873034 | PHASE CONTROL RELAY EWS2 3AC 230...440V | A
84873195 | PHASE CONTROL RELAY EWS2/WPH-2 080023162400 | A
84873220 | VOLTAGE CONTROL RELAY RMC2 H3US | A
84873221 | VOLTAGE CONTROL RELAY RMC2 HU3SN | A
84873222 | VOLTAGE CONTROL RELAY RMC2 M3US | A
84873803 | VOLTAGE CONTROL RELAY RMC2 H3US SP7040 | A
84873804 | PHASE CONTROL RELAY RMC2 MWA SP07051 | A
84873805 | PHASE CONTROL RELAY RMC2 MWU SP08022 | A
84873890 | PHASE CONTROL RELAY RMC2 MPH-1 040023762100 | A
84873891 | PHASE CONTROL RELAY RMC2 MPH-2 040023762300 | A
84873892 | PHASE CONTROL RELAY RMC2 DWN1 040022756400 | A
84873893 | PHASE CONTROL RELAY RMC2 DWN2 040022756402 | A
84873894 | VOLTAGE CONTROL RELAY RMC2 040020752300 DWUD2 | A
84873895 | VOLTAGE CONTROL RELAY RMC2 DWUS2 040021752100 | A
84873896 | VOLTAGE CONTROL RELAY RMC2 DWUD1 040020752101 | A
84874110 | TEMPERATURE CONTROL RELAYRMC2 HT81 | A
84874120 | TEMPERATURE CONTROL RELAYRMC2 HT81-2 | A
84874130 | TEMPERATURE CONTROL RELAYRMC2 HWT81 | A
84874200 | PUMP CONTROL RELAY RMC2 HPC | A
84874320 | SPEED CONTROL RELAY RMC2 HSV | A
84903020 | PHASE CONTROL RELAY EMWS ESSENTIAL EMWS | A
85102031 | RELAIS KNA3-YS DC24V EMERGENCY STOP 1CH SCREWS | A
85102034 | RELAIS KNA3-YS AC110V EMERGENCY STOP 1CH SCREWS | A
85102035 | RELAIS KNA3-YS AC230V EMERGENCY STOP 1CH SCREWS | A
85102208 | ALIM KPS0-YS AC/DC=>DC24VSAFETY RELAY POWER SUPPLY | A
85102331 | RELAIS KSW3-JS DC24V STANDSTILL MONITOR | A
85102434 | RELAIS KNE3-YS AC110-115VEMERGENCY STOP 2CH SCREWS | A
85102435 | RELAIS KNE3-YS AC230V EMERGENCY STOP 2CH SCREWS | A
85102436 | RELAIS KNE3-YS AC/DC24V EMERGENCY STOP 2CH SCREWS | A
85102526 | RELAIS KZHNV-YS AC/DC24V ELEVATOR CONTROL SAFETY | A
85102621 | RELAIS KZH2-YS DC24V TWO-HAND SAFETY RELAY | A
85102631 | RELAIS KZH3-YS DC24V TWO-HAND SAFETY RELAY | A
85102632 | RELAIS KZH3-YS AC24V TWO-HAND SAFETY RELAY | A
85102736 | RELAIS KZR3-YS AC/DC24V DELAYED EMERGENCY STOP | A
85102826 | RELAIS KZHNU-YS AC/DC24V ELEVATOR CONTROL SAFETY | A
85102954 | RELAIS KZE5-YS AC110-115VSAFETY MODULE EXTENSION | A
85102955 | RELAIS KZE5-YS AC230-240VSAFETY MODULE EXTENSION | A
85102956 | RELAIS KZE5-YS AC/DC24V SAFETY MODULE EXTENSION | A
85103031 | RELAIS KNAC3-YS DC24V EMERGENCY STOP 1CH CLAMPS | A
85103034 | RELAIS KNAC3-YS AC110V EMERGENCY STOP 1CH CLAMPS | A
85103035 | RELAIS KNAC3-YS AC230V EMERGENCY STOP 1CH CLAMPS | A
85103436 | RELAIS KNEC3-YS AC/DC24V EMERGENCY STOP 2CH CLAMPS | A
85201533 | FLAME CONTROL AUTOMATIC CONTROL | A
85207106 | FLAME CONTROL CELL UV L120MM + CABLE 5M | A
87621111 | PRESET COUNTER 48X48 CTR48 1 PR BL 10-30 VDC | A
87621112 | PRESET COUNTER 48X48 CTR48 1 PR BL 24 VAC | A
87621115 | PRESET COUNTER 48X48 CTR48 1 PR BL 90-260 VAC | A
87621121 | PRESET COUNTER 48X48 CTR48 2 PR BL 10-30 VDC | A
87621122 | PRESET COUNTER 48X48 CTR48 2 PR BL 24 VAC | A
87621125 | PRESET COUNTER 48X48 CTR48 2 PR BL 90-260 VA | A
87621211 | PRESET COUNTER 48X48 CTR48 1 PR MC 10-30 VDC | A
87621212 | PRESET COUNTER 48X48 CTR48 1 PR MC 24 VAC | A
87621215 | PRESET COUNTER 48X48 CTR48 1 PR MC 90-260 VAC | A
87621221 | PRESET COUNTER 48X48 CTR48 2 PR MC 10-30 VDC | A
87621222 | PRESET COUNTER 48X48 CTR48 2 PR MC 24 VAC | A
87621225 | PRESET COUNTER 48X48 CTR48 2 PR MC 90-260 VAC | A
87622061 | LCD IMPULSE COUNTER CTR24-2241 PNP/NPN0 VDC | A
87622062 | LCD IMPULSE COUNTER CTR24-2251 NPN/NPN | A
87622070 | LCD IMPULSE COUNTER CTR24-2242 AC/DC | A
87622081 | LCD IMPULSE COUNTER CTR24-2341 PNP/NPN | A
87622082 | LCD IMPULSE COUNTER CTR24-2351 NPN/NPN | A
87622090 | LCD IMPULSE COUNTER CTR24-2342 AC/DC | A
87622161 | LCD TIME COUNTER CTR24-2223 PNP | A
87622162 | LCD TIME COUNTER CTR24-2233 NP | A
87622170 | LCD TIME COUNTER CTR24-2224 AC/DC | A
87622181 | LCD TIME COUNTER CTR24-2323 PNP | A
87622182 | LCD TIME COUNTER CTR24-2333 NPN | A
87622190 | LCD TIME COUNTER CTR24-2324 AC/DC | A
87622801 | LCD TIME COUNTER CTR24 SP11015 | A
87622802 | LCD IMPULSE COUNTER CTR24 2243 AC | A
87623570 | LED MULTIFUNCTION COUNTERCTR24L-2511 10-30VDC | A
87623571 | LED IMPULSE COUNTER CTR24L-2512 10-30VDC | A
87623572 | LED IMPULSE-FREQ COUNTER CTR24L-2513 10-30VD | A
87623573 | LED IMPULSE COUNTER CTR24L-2514 10-30VDC | A
87623574 | LED UNIVERSAL COUNTER CTR24L-2515 10-30VDC | A
87629111 | PRESET COUNTER E 48X48 CTR48E 1 PR BL 11-30 VDC | A
87629113 | PRESET COUNTER E 48X48 CTR48E 1 PR BL 115 VAC | A
87629114 | PRESET COUNTER E 48X48 CTR48E 1 PR BL 230 VAC | A
87629121 | PRESET COUNTER E 48X48 CTR48E 2 PRBL 11-30 VDC | A
87629123 | PRESET COUNTER E 48X48 CTR48E 2 PR BL 115 VAC | A
87629124 | PRESET COUNTER E 48X48 CTR48E 2 PR-BL 230 VAC | A
88827004 | MINUTERIE ARMOIRE S MUS2 STATIQU 20-260VAC | A
88827014 | MINUTERIE ARMOIRE S MAS5 STATIQU 20-260VUC | A
88827044 | MINUTERIE ARMOIRE S MHS2 STATIQU 20-260VAC | A
88827054 | MINUTERIE ARMOIRE S MLS2 STATIQU 20-260VAC | A
88827100 | MINUTERIE ARMOIRE R MUR4 RELAIS 12VUC | A
88827103 | MINUTERIE ARMOIRE R MUR3 RELAIS 10-260VUC | A
88827105 | MINUTERIE ARMOIRE R MUR1 RELAIS 20-30VDC&20-260VAC | A
88827115 | MINUTERIE ARMOIRE R MAR1 RELAIS 20-30VDC&20-264VAC | A
88827125 | MINUTERIE ARMOIRE R MBR1 RELAIS 20-30VDC&20-264VAC | A
88827135 | MINUTERIE ARMOIRE R MCR1 RELAIS 20-30VDC&20-264VAC | A
88827145 | MINUTERIE ARMOIRE R MHR1 RELAIS 20-30VDC&20-264VAC | A
88827150 | MINUTERIE ARMOIRE R MLR4 RELAIS 12VUC | A
88827155 | MINUTERIE ARMOIRE R MLR1 RELAIS 20-30VDC&20-264VAC | A
88827185 | MINUTERIE ARMOIRE R MXR1 RELAIS MULTIFONCTION | A
88827503 | MINUTERIE ARMOIRE R MURC3RELAIS 10-260VUC | A
88827802 | MINUTERIE ARMOIRE IMF2 MUR3/IMF2 1090310001 COND | A
88827803 | BACK PANEL TIMER MAR1/SBA1 054510641030 | A
88827805 | BACK PANEL TIMER MCR1/SBRH 054525641030 | A
88827806 | BACK PANEL TIMER MHR1/SBWE 054542641030 | A
88827807 | BACK PANEL TIMER MLR1/SBT 054530641030 | A
88827815 | MINUTERIE ARMOIRE TM345M MUR3 TM345M 3450731THEBEN | A
88827816 | MINUTERIE ARMOIRE TM345B MLR1 TM345B 3450730THEBEN | A
88827890 | MINUTERIE ARMOIRE SP08001MACC3R1 SP08001 | A
88827892 | MINUTERIE ARMOIRE BREMA 8MAR1 BREMA 8MINN | A
88829108 | TIMER EMYR8 MULTI 20-240VAC / 12-240VDC | A
88829112 | TIMER EMAR2 110VAC MONOFUNCTION A | A
88829117 | EMAR7 240VAC | A
88829119 | EMAR9 24VAC-DC | A
88829198 | EMER8 MULTI | A
88829900 | KIT SP 60PCS EMER8 | A
88829901 | KIT SP 60PCS EMAR7 | A
88829902 | KIT SP 60PCS EMAR9 | A
88857311 | FRONT PANEL TIMER 815E IP30 | A
88866175 | BACK PANEL TIMER RQR1 20-30VDC&20-264VAC | A
88866176 | BACK PANEL TIMER RQR6 230-240/380-440VAC | A
88866215 | BACK PANEL TIMER RA2R1 20-30VDC&20-264VAC | A
88866300 | BACK PANEL TIMER RU2R4 12VUC | A
88866303 | BACK PANEL TIMER RU2R3 12...230VUC | A
88866305 | BACK PANEL TIMER RU2R1 20-30VDC&30-264VAC | A
88866385 | BACK PANEL TIMER RX2R1 MULTIFONCTION | A
88866804 | BACK PANEL TIMER RA2R1/SBA2 054513641030 | A
88866818 | BACK PANEL TIMER RU2R3/ITM 1483870000 | A
88886016 | FRONT PANEL TIMER TMR48U | A
88886106 | FRONT PANEL TIMER TMR48A | A
88886116 | FRONT PANEL TIMER TMR48X | A
88886516 | FRONT PANEL TIMER TMR48L | A
88886806 | FRONT PANEL TIMER TMR48L MSM-T 053842649000 | A
88886807 | FRONT PANEL TIMER TMR48U E42A24M | A
88895201 | PLUG IN TIMER RTMA2 12VDC | A
88895202 | PLUG IN TIMER RTMA2 24VDC | A
88895203 | PLUG IN TIMER RTMA2 24VAC | A
88895206 | PLUG IN TIMER RTMA2 110VAC | A
88895207 | PLUG IN TIMER RTMA2 230VAC | A
88896201 | PLUG IN TIMER RTMA4 12VDC | A
88896202 | PLUG IN TIMER RTMA4 24VDC | A
88896203 | PLUG IN TIMER RTMA4 24VAC | A
88896206 | PLUG IN TIMER RTMA4 110VAC | A
88896207 | PLUG IN TIMER RTMA4 230VAC | A
89421102 | TEMPERATURE CONTROLLER CTD43 24VADC TIMER | A
89421108 | TEMPERATURE CONTROLLER CTD43 100.240VA TIMER | A
89421112 | TEMPERATURE CONTROLLER CTD43 24VADC LOGIC | A
89421118 | TEMPERATURE CONTROLLER CTD43 100.240VA LOGIC | A
89422002 | TEMPERATURE CONTROLLER MIC48 TIMER HBD 24VAC-DC | A
89422008 | TEMPERATURE CONTROLLER MIC48 TIMER HBD 100-240V | A
89422018 | TEMPERATURE CONTROLLER MIC48 LOGIC HBD 100-240V | A
89422102 | TEMPERATURE CONTROLLER CTD46 24 VADC TIMER | A
89422108 | TEMPERATURE CONTROLLER CTD46 100A240VA TIMER | A
89422112 | TEMPERATURE CONTROLLER CTD46 24VADC LOGIC | A
89422118 | TEMPERATURE CONTROLLER CTD46 100A240VA LOGIC | A
89422502 | TEMPERATURE CONTROLLER CTD46 TIMER 24VAC-DC | A
89422508 | TEMPERATURE CONTROLLER CTD46 TIMER 100-240VAC | A
89450222 | POWER SUPPLY 24VDC 4 2A 100W WITH PFC | A
89650001 | CAM TIMER FROM ITALY | A
89650002 | CAM TIMER FROM ITALY | A
99766001 | IMPULSE COUNTER 24X48 PNEUMATIC WITHOUT RESET | A
99766002 | IMPULSE COUNTER 24X48 PNEUMATIC WITH RESET | A
99772710 | COMPTEUR HORAIRE CHM48 20-30VAC 50HZ | A
99772711 | COMPTEUR HORAIRE CHM48 42-48VAC 50HZ | A
99772712 | COMPTEUR HORAIRE CHM48 100-130VAC 50H | A
99772713 | COMPTEUR HORAIRE CHM48 360-440VAC 50HZ | A
99772714 | COMPTEUR HORAIRE CHM48 187-264VAC 50HZ | A
99772715 | COMPTEUR HORAIRE CHM48 100-130VAC 60HZ | A
99772716 | COMPTEUR HORAIRE CHM48 187-264VAC 60HZ | A
99772717 | COMPTEUR HORAIRE CHM48 360-440VAC 60H | A
99772718 | COMPTEUR HORAIRE CHM48 20-30VAC 60HZ | A
99772719 | COMPTEUR HORAIRE CHM48 42-48VAC 60HZ | A
99772810 | COMPTEUR HORAIRE CHM48 10-30VDC | A
99772811 | COMPTEUR HORAIRE CHM48 36-80VDC | A
99772812 | COMPTEUR HORAIRE CHM48 100-130VDC | A
99776601 | COMPTEUR D'IMPULSION CIM36X37 230VAC WOR | A
99776602 | COMPTEUR D'IMPULSIONS CIM36X37 230VAC WOR | A
99776604 | COMPTEUR D'IMPULSIONS CIM36X37 24VAC WOR | A
99776605 | COMPTEUR D'IMPULSIONS CIM36X37 110VDC WOR | A
99776607 | COMPTEUR D'IMPULSIONS CIM36X37 24VDC WOR | A
99776610 | COMPTEUR D'IMPULSIONS CIM36X37 230VAC WR | A
99776611 | COMPTEUR D'IMPULSIONS CIM36X37 115VAC WR | A
99776613 | COMPTEUR D'IMPULSIONS CIM36X37 24VAC WR | A
99776616 | COMPTEUR D'IMPULSIONS CIM36X37 24VDC WR | A
99776701 | COMPTEUR D'IMPULSIONS CIM48X36 230VAC WOR | A
99776702 | COMPTEUR D'IMPULSIONS CIM48X36 115VAC WOR | A
99776704 | COMPTEUR D'IMPULSIONS CIM48X36 24VAC WOR | A
99776705 | COMPTEUR D'IMPULSIONS CIM48X36 110VDC WOR | A
99776707 | COMPTEUR D'IMPULSIONS CIM48X36 24VDC WOR | A
99776710 | COMPTEUR D'IMPULSIONS CIM48X36 230VAC WR | A
99776711 | COMPTEUR D'IMPULSIONS CIM48X36 115VAC WR | A
99776713 | COMPTEUR D'IMPULSIONS CIM48X36 24VAC WR | A
99776716 | COMPTEUR D'IMPULSIONS CIM48X36 24VDC WR | A
99776736 | COMPTEUR D'IMPULSIONS CIM48X36 48VDC WOR | A
99776901 | COMPTEUR D'IMPULSIONS CIM48X24 230VAC WOR | A
99776902 | COMPTEUR D'IMPULSIONS CIM48X24 115VAC WOR | A
99776904 | COMPTEUR D'IMPULSIONS CIM48X24 24VAC WOR | A
99776905 | COMPTEUR D'IMPULSIONS CIM48X24 110VDC WOR | A
99776907 | COMPTEUR D'IMPULSIONS CIM48X24 24VDC WOR | A
99776921 | COMPTEUR D'IMPULSIONS CIM48X24 230VAC WR | A
99776922 | COMPTEUR D'IMPULSIONS CIM48X24 115VAC WR | A
99776924 | COMPTEUR D'IMPULSIONS CIM48X24 24VAC WR | A
99776927 | COMPTEUR D'IMPULSIONS CIM48X24 24VDC WR | A
99777710 | COMPTEUR D'IMPULSIONS CIM24 24VAC 10I/S WOR | A
99777714 | COMPTEUR D'IMPULSIONS CIM24 230VAC 10I/S WOR | A
99777720 | COMPTEUR D'IMPULSIONS CIM24 24VAC 10I/S WR | A
99777724 | COMPTEUR D'IMPULSIONS CIM24 230VAC 10I/S WR | A
99777810 | COMPTEUR D'IMPULSIONS CIM24 24VDC 10I/S WOR | A
99777815 | COMPTEUR D'IMPULSION CIM24 12VDC 10I/S WOR | A
99777820 | COMPTEUR D'IMPULSIONS CIM24 24VDC 10I/S WR | A
99777825 | COMPTEUR D'IMPULSIONS CIM24 12VDC 10I/S WR | A
99778710 | COMPTEUR D'IMPULSIONS CIM15 24VAC 10I/S | A
99778712 | COMPTEUR D'IMPULSIONS CIM15 115VAC 10I/S | A
99778714 | COMPTEUR D'IMPULSIONS CIM15 230VAC 10I/S | A
99778805 | COMPTEUR D'IMPULSION CIM15 5VDC 10I/S | A
99778806 | COMPTEUR D'IMPULSION CIM15 12VDC 10I/S | A
99778810 | COMPTEUR D'IMPULSIONS CIM15 24VDC 25I/S | A
99779710 | CMM48 20-30VAC 50HZ | A
99779712 | COMPTEUR HORAIRE CMM48 100-130VAC 50HZ | A
99779714 | COMPTEUR HORAIR CMM48 187-264VAC 50HZ | A
99779715 | COMPTEUR HORAIRE CMM48 100-130VAC 60HZ | A
99779716 | COMPTEUR HORAIRE CMM48 187-264VAC 60HZ | A
99779718 | COMPTEUR HORAIRE CMM48 20-30VAC 60HZ | A
99779810 | COMPTEUR HORAIRE CMM48 10-30VDC | A
99780712 | COMPTEUR HORAIRE CEM48 HOUR+ENERGY 115VA | A
99780714 | COMPTEUR HORAIRE CEM48 HOUR+ENERGY 230VAC | A
99782710 | COMPTEUR HORAIRE CHM24 20-30VAC 50HZ | A
99782712 | COMPTEUR HORAIRE CHM24 100-130VAC 50HZ | A
99782714 | COMPTEUR HORAIRE CHM24 187-264VAC 50HZ | A
99782715 | COMPTEUR HORAIRE CHM24 100-130VAC 60HZ | A
99782716 | COMPTEUR HORAIRE CHM24 187-264VAC 60HZ | A
99782718 | COMPTEUR HORAIRE CHM24 20-30VAC 60HZ | A
99782810 | COMPTEUR HORAIRE CHM24 10-30VDC | A
99792810 | COMPTEUR HORAIRE CHM15 4.5-35VDC | A
99793710 | COMPTEUR HORAIRE CHMDR 24VAC 50HZ | A
99793712 | COMPTEUR HORAIRE CHMDR 115VAC 50HZ | A
99793714 | COMPTEUR HORAIRE CHMDR 230VAC 50H | A
99793810 | COMPTEUR HORAIRE CHMDR 10-27VDC | A
2020549 | MISC CONTROL BATTERY 2 4V 90MAH | D
88226502 | MECHANICAL TIMER 882265 12MN 42-48V 50HZ | D
X0209959 | PROGRAMMATEUR 886462 CAMES REGLAB=4 BOUTON=AVEC | D
X0210188 | LARGE CAM TIMERS 886460 CAMES REGLAB=2 BOUTON=AVE | D
X0211571 | SMALL CAM TIMERS 882565 TEMPO=2H WITH 1 GEARED S | D
X0218258 | LARGE CAM TIMERS 886456 CAMES REGLAB=20 BOUTON=BE | D
X0219305 | LARGE CAM TIMERS 886462 CAMES REGLAB=4 BOUTON=AVE | D
X0219418 | LARGE CAM TIMERS 886462 CAMES REGLAB=4 BOUTON=AVE | D
X0219484 | LARGE CAM TIMERS 886462 CAMES REGLAB=4 BOUTON=AVE | D
X0220849 | LARGE CAM TIMERS 886452 CAMES REGLAB=11 TAQUET=1 | D
X0221115 | LARGE CAM TIMERS 886452 CAMES REGLAB=12 BOUTON=BE | D
X0221509 | LARGE CAM TIMERS 886450 CAMES TAQUET=7 BOUTON=BE | D
X0222275 | LARGE CAM TIMERS 886460 CAMES REGLAB=2 BOUTON=AVE | D
X0222978 | PERCENTAGE TIMERS 882880 CYCLE=20MIN WITH 1 GEAR | D
X0223123 | LARGE CAM TIMERS 886452 CAMES REGLAB=12 BOUTON=BE | D
X0223252 | LARGE CAM TIMERS 886452 CAMES REGLAB=12 BOUTON=BE | D
X0223610 | GRAND PROGRAMMATEUR A CAM 886450 CAMES TAQUET=7 B | D
X0224900 | GRAND PROGRAMMATEUR A CAM 886509 CHASSIS 18 CAMES | D
YSK2313 | ACCESSOIRE DIAM22 | D
79303461 | DIVERS CONTROLE ETRIER 79 237 738 | E
84870203 | LEVEL CONTROL RELAY ENR 120VAC | E
84870211 | LEVEL CONTROL RELAY ENRM 24VAC | E
84873511 | PHASE CONTROL RELAY EW2 230VAC | E
84878051 | LEVEL CONTROL RELAY ENR 24VAC | E
85100626 | SAFETY RELAY KZH2 XS 24VUC | E
88865100 | BACK PANEL TIMER TUR4 12VUC | E
88865103 | BACK PANEL TIMER TUR3 10-260VUC | E
88865105 | BACK PANEL TIMER TUR1 20-30VDC&20-264VAC | E
88865115 | BACK PANEL TIMER TAR1 20-30VDC&20-264VAC | E
88865125 | BACK PANEL TIMER TBR1 20-30VDC&20-264VAC | E
88865135 | BACK PANEL TIMER TCR1 20-30VDC&20-264VAC | E
88865155 | BACK PANEL TIMER TLR1 20-30VDC&20-264VAC | E
88865215 | BACK PANEL TIMER TA2R1 20-30VDC&20-264VAC | E
88865305 | BACK PANEL TIMER TU2R1 20-30VDC&30-264VAC | E
88865805 | BACK PANEL TIMER TCR1/SBRH 054525641020 | E
88865809 | BACK PANEL TIMER TQR1/SBSD 054501641020 | E
88865820 | BACK PANEL TIMER TUR3 331-0978 | E
88865821 | BACK PANEL TIMER TU2R1 331-0984 | E
88865822 | BACK PANEL TIMER TAR1 331-1050 | E
88865823 | BACK PANEL TIMER TA2R1 331-1066 | E
88865824 | BACK PANEL TIMER TCR1 331-1072 | E
88865825 | BACK PANEL TIMER TLR1 331-1088 | E
88865827 | BACK PANEL TIMER TBR1 363-1310 | E
88865841 | BACK PANEL TIMER TX2R1 363-1281 | E
26546831 | ACCESSORY COUNTER ADAPTER 24X48 LCD | E
84873020 | PHASE CONTROL RELAY RMC2 MWS | E
89420047 | TEMPERATURE CONTROLLER CT48A 230.240V TCJ | E
89420067 | TEMPERATURE CONTROLLER CT48A 230.240V TCJ | E
89420077 | TEMPERATURE CONTROLLER CT48A 230.240V TCK | E
89420097 | TEMPERATURE CONTROLLER CT48A 230.240V TCJ | E
89420207 | TEMPERATURE CONTROLLER CT48A 240VA PT100 | E
89420217 | TEMPERATURE CONTROLLER CT48A 240VA PT100 | E
89420257 | TEMPERATURE CONTROLLER CT48A 240VA PT100 | E
89422418 | TEMPERATURE CONTROLLER MIC48 LOG HBDMODB 100-240 | E
89422702 | TEMPERATURE CONTROLLER CTD24 R R 24 AC-DC | E
89422708 | TEMPERATURE CONTROLLER CTD24 R R 100-240 AC | E
89422712 | TEMPERATURE CONTROLLER CTD24 S R 24 AC-DC | E
89422718 | TEMPERATURE CONTROLLER CTD24 S R 100-240 AC | E
89422728 | TEMPERATURE CONTROLLER CTD24 S S 100-240 AC | E
18087962 | MISC CONTROL RESISTOR 3 3K 1/4 W 5% | I
20030023 | MISC CONTROL TRANSFORMER 152039 | I
26852302 | PROBE CONTROL CONVERTER 25A/50MA | I
79222089 | PIECE PARTS ENS VIS-ETRIER IMPERDAB | I
79302110 | AUTOMATISME MODULES ACCESIN PCB SIMU M2 | I
84800000 | CONTROL RELAY ACCESSORY COVER 17.5 | I
84800001 | CONTROL RELAY ACCESSORY COVER 35 | I
84870201 | LEVEL CONTROL RELAY ENR 24VAC | I
84870204 | LEVEL CONTROL RELAY ENR 230VAC | I
84870213 | LEVEL CONTROL RELAY ENRM 120VAC | I
84870214 | LEVEL CONTROL RELAY ENRM 230VAC | I
84870812 | LEVEL CONTROL RELAY ENR 230VAC | I
84871807 | CURRENT CONTROL RELAY EIH 120VAC SP06025 | I
84872804 | VOLTAGE CONTROL RELAY EUH 48VDC SP07087 | I
84872806 | VOLTAGE CONTROL RELAY EUH FOUR DIAMOND TRADING | I
84878053 | LEVEL CONTROL RELAY ENR 120VAC 466-1390 | I
84878054 | LEVEL CONTROL RELAY ENR 230VAC 466-1407 | I
84878195 | PHASE CONTROL RELAY EWS2 3AC 230...415V | I
84879195 | PHASE CONTROL RELAY EWS2 | I
84892299 | PHASE CONTROL RELAY EWS 3AC 230...440V | I
84893849 | CURRENT CONTROL RELAY XTRIR 2 | I
84893852 | CURRENT CONTROL RELAY XTRIR 3 | I
84893853 | CURRENT CONTROL RELAY XTRIR3 SP09025 | I
85100036 | SAFETY RELAY KNA3 XS 24VUC | I
85100037 | SAFETY RELAY KNA3XS 40-260V AC/DC | I
85100434 | SAFETY RELAY KNA3 RS 115VAC | I
85100435 | SAFETY RELAY KNA3 RS 230VAC | I
85100436 | SAFETY RELAY KNA3 RS 24VUC | I
85100526 | SAFETY RELAY KZHNV-XS 24VDC | I
85100634 | SAFETY RELAY KZH3 RS 115VAC | I
85100635 | SAFETY RELAY KZH3 RS 230VAC | I
85100636 | SAFETY RELAY KZH3 RS 24VUC | I
85100821 | SAFETY RELAY KZHNV-XS 24VDC SP07064 | I
85100936 | SAFETY RELAY KZE XS 24VUC | I
85101036 | SAFETY RELAY KNAC3 XS 24VAC/DC | I
87610040 | TOTALIZER LCD LED 2231 LCD C.I 24X48 LITHIU | I
87610050 | TOTALIZER LCD LED 2232 LCD C.I 24X48 LITHIU | I
87610140 | TOTALIZER LCD LED 2213 LCD 24X48 | I
87610150 | TOTALIZER LCD LED 2214 LCD 24X48 | I
87610240 | TOTALIZER LCD LED 2293 LCD 24X48 | I
87610250 | TOTALIZER LCD LED 2294 LCD 24X48 | I
87610804 | TOTALIZER LCD LED 2232 CI24X48 AFF5001 | I
87610839 | ACCESSORY COUNTER ADAPTER 24X48 176-3140 | I
87610840 | TOTALIZER LCD LED CP2 2231 LITHIUM 176-3106 | I
87610841 | TOTALIZER LCD LED CP2 2213 176-3162 | I
87610843 | TOTALIZER LCD LED CP2 2108 3055801 | I
87610844 | TOTALIZER LCD LED CP2 2108H 3246029 | I
87610850 | TOTALIZER LCD LED CP2 2232 176-3112 | I
87610851 | TOTALIZER LCD LED CP2 2214 176-3178 | I
87610852 | TOTALIZER LCD LED CP2 2294 176-3134 | I
87620801 | PRESET COUNTER 48X48 LCD 1 PRESET 12/24VDC 6174208 | I
87620802 | PRESET COUNTER 48X48 LCD 1 PRESET 24VAC 6174214 | I
87620803 | PRESET COUNTER 48X48 LCD 1 PRESET 115VAC 6174220 | I
87620804 | PRESET COUNTER 48X48 LCD 1 PRESET 230VAC 6174236 | I
87620805 | PRESET COUNTER 48X48 LCD 2 PRESET 12/24VDC 6174242 | I
87620806 | PRESET COUNTER 48X48 LCD 2 PRESET 24VAC 6174264 | I
87620807 | PRESET COUNTER 48X48 LCD 2 PRESET 115VAC 6174258 | I
87620808 | PRESET COUNTER 48X48 LCD 2 PRESET 230VAC 6174270 | I
87620809 | PRESET COUNTER 48X48 LED 1 PRESET 12/24VDC 6174286 | I
87620810 | PRESET COUNTER 48X48 LED 1 PRESET 24VAC 6174292 | I
87620811 | PRESET COUNTER 48X48 LED 1 PRESET 115VAC 6174309 | I
87620812 | PRESET COUNTER 48X48 LED 1 PRESET 230VAC 6174321 | I
87620813 | PRESET COUNTER 48X48 LED 2 PRESET 12/24VDC 6174343 | I
87620814 | PRESET COUNTER 48X48 LED 2 PRESET 24VAC 6174315 | I
87620815 | PRESET COUNTER 48X48 LED 2 PRESET 115VAC 6174337 | I
87620816 | PRESET COUNTER 48X48 LED 2 PRESET 230VAC 6174359 | I
87620817 | ACCESSORY PRESET COUNTER 72X72ADAPTER FRAME6174365 | I
88256462 | SMALL CAM TIMERS 882564 TEMPO=30S SP6120 WITH 1 | I
88256477 | SMALL CAM TIMERS 882564 TEMPO=30H CAME=79240608 S | I
88256566 | SMALL CAM TIMERS 882565 TEMPO=60MIN MINI=83160/UL | I
88256584 | MINUTERIE 88.256.5 TEMPO=5MIN CAME=STD SP6124 AVEC | I
88826004 | BACK PANEL TIMER STATIC MUS2 20-260VAC | I
88826014 | BACK PANEL TIMER STATIC MAS5 20-260VUC | I
88826044 | BACK PANEL TIMER STATIC MHS2 20-260VAC | I
88826054 | BACK PANEL TIMER STATIC MLS2 20-260VAC | I
88826100 | BACK PANEL TIMER RELAY MUR4 12VUC | I
88826103 | BACK PANEL TIMER RELAY MUR3 10-260VUC | I
88826105 | BACK PANEL TIMER RELAY MUR1 20-30VDC&20-260VAC | I
88826115 | BACK PANEL TIMER RELAY MAR1 20-30VDC&20-264VAC | I
88826125 | BACK PANEL TIMER RELAY MBR1 20-30VDC&20-264VAC | I
88826135 | BACK PANEL TIMER RELAY MCR1 20-30VDC&20-264VAC | I
88826145 | BACK PANEL TIMER RELAY MHR1 20-30VDC&20-264VAC | I
88826150 | BACK PANEL TIMER RELAY MLR4 12VDC | I
88826155 | BACK PANEL TIMER RELAY MLR1 20-30VDC&20-264VAC | I
88826157 | BACK PANEL TIMER RELAY MLR7M 230VAC | I
88826180 | BACK PANEL TIMER RELAY MXR4 MULTIFUNCTION | I
88826185 | BACK PANEL TIMER RELAY MXR1 MULTIFUNCTION | I
88826195 | BACK PANEL TIMER RELAY MER1 20-30VDC & 20-264VAC | I
88826503 | BACK PANEL TIMER RELAY MURC3 10-260VUC | I
88826504 | BACK PANEL TIMER STATIC MUSC2 20-260VAC | I
88826514 | BACK PANEL TIMER STATIC MASC5 20-260VUC | I
88826515 | BACK PANEL TIMER RELAY MARC1 20-30VDC&20-264VAC | I
88826525 | BACK PANEL TIMER RELAY MBRC1 20-30VDC&20-264VAC | I
88826535 | BACK PANEL TIMER RELAY MCRC1 20-30VDC&20-264VAC | I
88826544 | BACK PANEL TIMER STATIC MHSC2 20-260VAC | I
88826545 | BACK PANEL TIMER RELAY MHRC1 20-30VDC&20-264VAC | I
88826554 | BACK PANEL TIMER STATIC MLSC2 20-260VAC | I
88826555 | BACK PANEL TIMER RELAY MLRC1 20-30VDC&20-264VAC | I
88826800 | MINUTERIE ARMOIRE RELAIS MLR1 SP10013 | I
88826802 | BACK PANEL TIMER RELAY MUR3/IMF2 1090310001 | I
88826803 | BACK PANEL TIMER RELAY MAR1/IEV2 1091082591 | I
88826804 | BACK PANEL TIMER RELAY MCR1/IAV2 1091081591 | I
88826806 | BACK PANEL TIMER RELAY MLR1/IIP2 1091083591 | I
88826815 | BACK PANEL TIMER RELAY MUR3 TM345M 3450731 | I
88826816 | BACK PANEL TIMER RELAY MLR1 TM345B 3450730 | I
88826820 | BACK PANEL TIMER RELAY MUR3 331-0934 | I
88826821 | BACK PANEL TIMER RELAY MUR1 331-0928 | I
88826822 | BACK PANEL TIMER RELAY MAR1 331-1016 | I
88826823 | BACK PANEL TIMER RELAY MCR1 331-1038 | I
88826824 | BACK PANEL TIMER RELAY MLR1 331-1044 | I
88826825 | BACK PANEL TIMER STATIC MUS2 331-0940 | I
88826826 | BACK PANEL TIMER RELAY MBR1 363-1297 | I
88826827 | BACK PANEL TIMER RELAY MHR1 363-1304 | I
88826828 | BACK PANEL TIMER RELAY MXR1 363-1269 | I
88826829 | BACK PANEL TIMER RELAY MURC3 385-6957 | I
88826840 | BACK PANEL TIMER RELAY MUR3/MRZ MU 764800018 | I
88826842 | BACK PANEL TIMER RELAY MCR1/MRZ AB 764802010 | I
88826843 | BACK PANEL TIMER RELAY MLR1/MRZ BL 764803011 | I
88826846 | BACK PANEL TIMER RELAY MUR3 SP08018 | I
88826853 | BACK PANEL TIMER RELAY MUR3 FOUR DIAMOND TRADING | I
88826858 | BACK PANEL TIMER RELAY KIT SP08070 TECHNOLAND | I
88826859 | BACK PANEL TIMER RELAY MAR1 SP07091 | I
88826862 | BACK PANEL TIMER RELAY MAR1 SP03012 | I
88826865 | BACH PANEL TIMER RELAY MBR1 SP05009 | I
88826866 | BACH PANEL TIMER RELAY MBR1 SP05020 | I
88826867 | BACK PANEL TIMER RELAY MACC3R1 SP05039 | I
88826868 | BACK PANEL TIMER RELAY MAR1 SP06031 | I
88826885 | BACK PANEL TIMER RELAY MUR1 SP06049 | I
88826886 | BACK PANEL TIMER RELAY MAR1 SP06049 | I
88826887 | BACK PANEL TIMER RELAY MAR1 SP07008 | I
88826888 | BACK PANEL TIMER RELAY MLR1 SP07019 | I
88826889 | BACK PANEL TIMER STATE MLSC2 SP07015 | I
88826890 | BACK PANEL TIMER RELAY MACC3R1 SP08001 | I
88826891 | BACK PANEL TIMER RELAY MUR3 SP08025 | I
88826892 | TEMPO RELAY BACK PANEL MAR1 BREMA 8 MIN | I
88826893 | TEMPO RELAY BACK PANEL MAR1 VICINAY SP09017 | I
88827862 | MINUTERIE ARMOIRE SP03012MAR1 SP03012 | I
88857820 | FRONT PANEL TIMER M815 24VAC/DC SP9407 | I
88865145 | BACK PANEL TIMER THR1 20-30VDC&20-264VAC | I
88865175 | BACK PANEL TIMER TQR1 20-30VDC&20-264VAC | I
88865176 | BACK PANEL TIMER TQR6 230-240/380-440VAC | I
88865185 | BACK PANEL TIMER TXR1 MULTIFUNCTION | I
88865300 | BACK PANEL TIMER TU2R4 12VUC | I
88865303 | BACK PANEL TIMER TU2R3 12...230VUC | I
88865385 | BACK PANEL TIMER TX2R1 MULTIFUNCTION | I
88865800 | BACK PANEL TIMER TU2R3/SBM3 054551649820 | I
88865801 | BACK PANEL TIMER TUR1/SBM2 054522641020 | I
88865802 | BACK PANEL TIMER TU2R1/SBM3 054551641020 | I
88865803 | BACK PANEL TIMER TAR1/SBA1 054510641020 | I
88865804 | BACK PANEL TIMER TA2R1/SBA2 054513641020 | I
88865806 | BACK PANEL TIMER THR1/SBWE 054542641020 | I
88865807 | BACK PANEL TIMER TLR1/SBT 054530641020 | I
88865812 | BACK PANEL TIMER TAR1/ITR 8362570000 | I
88865814 | BACK PANEL TIMER TCR1/ITTW 8362610000 | I
88865818 | BACK PANEL TIMER TU2R3 ITM 836255 | I
88865826 | BACK PANEL TIMER TQR1 331-1094 | I
88865828 | BACK PANEL TIMER THR1 363-1326 | I
88865840 | BACK PANEL TIMER TXR1 363-1275 | I
88865842 | BACK PANEL TIMER TURC3 385-6963 | I
88865861 | BACK PANEL TIMER TAR1 SP03012 | I
88865862 | BACK PANEL TIMER TAR1 SP06015 | I
88865863 | BACK PANEL TIMER TCR1 SP06038 | I
88865865 | BACK PANEL TIMER TU2R1 FOUR DIAMOND TRADIN | I
88867180 | PLUG IN TIMER OXR4 MULTIFONCTION | I
88867380 | PLUG IN TIMER PX2R4 MULTIFUNCTION | I
88867860 | PLUG IN TIMER OCR1 SP0005 3S | I
88867862 | PLUG IN TIMER OCR1 SP04002 | I
88870005 | STATIC TIMER SASC 220A 360S | I
88870006 | STATIC TIMER SASC 220A 330S | I
88870007 | STATIC TIMER SASC 220A 300S | I
88870008 | STATIC TIMER SASC 220A 180S | I
88870016 | STATIC TIMER SASCM 220A 30S | I
88870017 | STATIC TIMER SASCM 220A 2H | I
88870023 | STATIC TIMER SASC 24A 120S | I
88870024 | STATIC TIMER SASC 48A 360S | I
88870026 | STATIC TIMER SASC 230A 10M | I
88870027 | STATIC TIMER SAS C 24A 420S | I
88870028 | STATIC TIMER SASC 48A 330S | I
88870029 | STATIC TIMER SASC 230V 500S | I
88870101 | STATIC TIMER SASP 48A 60S | I
88870103 | STATIC TIMER SASP 24A 10S | I
88870104 | STATIC TIMER SASP 24A 100S | I
88870105 | STATIC TIMER SASP 220A 30S | I
88870106 | STATIC TIMER SASP 220A 300S | I
88870107 | STATIC TIMER SASP 220A 150S | I
88870108 | STATIC TIMER SASP 220A 10S | I
88870109 | STATIC TIMER SASP 220A 100S | I
88870111 | STATIC TIMER SASP 110A 240S | I
88870117 | STATIC TIMER SAS 230A 33S | I
88870119 | STATIC TIMER SAS 24A 60S | I
88870121 | STATIC TIMER SAS 24A 180S | I
88870123 | STATIC TIMER SAS 220A 5S | I
88870126 | STATIC TIMER SAS 220A 30S | I
88870127 | STATIC TIMER SAS 220A 300S | I
88870129 | STATIC TIMER SAS 220A 240S | I
88870130 | STATIC TIMER SAS 220A 20S | I
88870131 | STATIC TIMER SAS 220A 1S | I
88870135 | STATIC TIMER SAS 220A 10S | I
88870137 | STATIC TIMER SAS 12D 1S | I
88870139 | STATIC TIMER SAS 110A 70S | I
88870141 | STATIC TIMER SAS 110A 40M | I
88870143 | STATIC TIMER SAS 220A 0.7S | I
88870145 | STATIC TIMER SAS 24A 10S | I
88870148 | STATIC TIMER SASD 220A 30S | I
88870151 | STATIC TIMER SAS 12D 10S | I
88870152 | STATIC TIMER SAS 24A 3S | I
88870153 | STATIC TIMER SAS 220A 1.5S | I
88870155 | STATIC TIMER SASD 24A 30S | I
88870157 | STATIC TIMER SAS 110A 20S | I
88870158 | STATIC TIMER SAS 110A 300S | I
88870159 | STATIC TIMER SAS 24A 1S | I
88870161 | STATIC TIMER SAS 220A 10M | I
88870162 | STATIC TIMER SAS 110A 1S | I
88870164 | STATIC TIMER SASD 220A 60S | I
88870165 | STATIC TIMER SAS 220A 150S | I
88870166 | STATIC TIMER SAS 220A 60M | I
88870171 | STATIC TIMER SASP 220A 10M | I
88870173 | STATIC TIMER SAS 220A 0.2S | I
88870174 | STATIC TIMER SAS 220A 4.5S | I
88870177 | STATIC TIMER SAS2 2S | I
88870178 | STATIC TIMER SAS 220A 0.3S | I
88870180 | STATIC TIMER SAS 220A 0.5 S | I
88870184 | STATIC TIMER SAIS 220A 2S | I
88870185 | STATIC TIMER SASP 220A 20S | I
88870187 | STATIC TIMER SAS 110A 30M | I
88870194 | STATIC TIMER SAS 48A 6S | I
88870195 | STATIC TIMER SAS 110A 0.3S | I
88870196 | STATIC TIMER SAS 110A 2S | I
88870197 | STATIC TIMER SASP 220A 30M | I
88870206 | STATIC TIMER SBSP 220A 100S | I
88870209 | STATIC TIMER SBS 220A 10 M | I
88870210 | STATIC TIMER SBS 230A 0.1S | I
88870211 | STATIC TIMER SBS 220V 35S | I
88870212 | STATIC TIMER SBS 220A 120 M | I
88870213 | STATIC TIMER SBS 230A 30M | I
88870214 | STATIC TIMER SBS 230A 240S | I
88870305 | STATIC TIMER SCS 220A 15M | I
88870306 | STATIC TIMER SCS 220A 120S | I
88870308 | STATIC TIMER SCS 90A 14S | I
88870309 | STATIC TIMER SCS 220A 60S | I
88870312 | STATIC TIMER SCS 24A 30S | I
88870314 | STATIC TIMER SCS 24A 15S | I
88870315 | STATIC TIMER SCSP 220A 100S | I
88870316 | STATIC TIMER SCS 230A 20S | I
88870317 | STATIC TIMER SCS 220A 300S | I
88870318 | STATIC TIMER SCS 220A 240S | I
88870319 | STATIC TIMER SCS 220A 6S | I
88870320 | STATIC TIMER SCS 48A 390S | I
88870323 | STATIC TIMER SCS 220A 30M | I
88870403 | STATIC TIMER SHSD 220A 240S | I
88870404 | STATIC TIMER SHSD 220A 1S | I
88870405 | STATIC TIMER SHSD 220A 10M | I
88870410 | STATIC TIMER SHSB 220A 120S | I
88870417 | STATIC TIMER SHS 220A 2S | I
88870418 | STATIC TIMER SHS 110VAC 20S | I
88870420 | STATIC TIMER SHS 24A 0.2S | I
88870421 | STATIC TIMER SHS 220A 0.5S | I
88870426 | STATIC TIMER SHS 220A 10S | I
88870432 | STATIC TIMER SHS 220A 240S | I
88870433 | STATIC TIMER SHSB 220A 30M | I
88870434 | STATIC TIMER SHSD 220A 30S | I
88870440 | STATIC TIMER SHSBD 230A 0 3 A 3S | I
88870441 | STATIC TIMER SHSD 220A 180S | I
88870443 | STATIC TIMER SHSB 220A 25S | I
88870444 | STATIC TIMER SHSP 220A 12S | I
88870445 | STATIC TIMER SHS 230A 1S | I
88870446 | STATIC TIMER SHSBD 220A 5S | I
88870447 | STATIC TIMER SHS 230V 20S | I
88870448 | STATIC TIMER SHSB 220A 15S | I
88870450 | STATIC TIMER SHSD 230A 3S | I
88870451 | STATIC TIMER SHSBP 230A 100S | I
88870452 | STATIC TIMER SHS 230A 12S | I
88870501 | STATIC TIMER SDSB 220A 3S | I
88870502 | STATIC TIMER SDS 1B | I
88870503 | STATIC TIMER SDS 2B | I
88870507 | STATIC TIMER SDSB 220A 0.5S | I
88870508 | STATIC TIMER SDSB 110A 1S | I
88870511 | STATIC TIMER SDSBD 230A 240S | I
88870512 | STATIC TIMER SDSBD 230A 10S | I
88870601 | STATIC TIMER SASCB 24 A 330S | I
88870602 | STATIC TIMER SASCB 220A 300S | I
88870603 | STATIC TIMER SASCB 220-240A 240S | I
88870604 | STATIC TIMER SASCB 220-240A 180S | I
88870606 | STATIC TIMER SASCB 220A 330S | I
88870801 | STATIC TIMER SHS SP77 220A | I
88870802 | STATIC TIMER SHS SP16 24A 240S | I
88870803 | STATIC TIMER SHS SP16 220A 360S | I
88870804 | STATIC TIMER SHSBP SP100 220A 1A10S | I
88870807 | STATIC TIMER SASC SP8904 220A 150S | I
88870808 | STATIC TIMER SASC SP8903 220A 300S | I
88870809 | STATIC TIMER SASC SP101 220-240A 13M | I
88870810 | STATIC TIMER SAS CM SP42 220A 2H | I
88870811 | STATIC TIMER SAS SP9206 | I
88870812 | STATIC TIMER SAS P SP73 220A 10M | I
88870814 | STATIC TIMER SAS SP9412 SOVAB | I
88870819 | STATIC TIMER SASC SP101 220-240A 9M | I
88870822 | STATIC TIMER SAS SP65 300S | I
88870823 | STATIC TIMER SASC SP101 220A 15M | I
88870824 | STATIC TIMER SASX 220A 30M | I
88870825 | STATIC TIMER SASP SP73 220A 100S | I
88870827 | STATIC TIMER SASD 110A 360S | I
88870828 | STATIC TIMER SAS 24A 0.7S | I
88870829 | STATIC TIMER SAS 230A 25M SP0004 | I
88870832 | STATIC TIMER SASD 220A 3S | I
88870836 | STATIC TIMER SASP 220A 300S SP03021 | I
88870837 | STATIC TIMER SAS CM SP42 220A 20M | I
88870838 | STATIC TIMER SASCB 230A 180S SP05012 | I
88870839 | STATIC TIMER SHS B 220A 18S SP05040 | I
88870841 | STATIC TIMER SAS 230V 20MN SP06017 | I
88870842 | STATIC TIMER SAS 12D 180S | I
88870843 | STATIC TIMER SAS 220A 0.6 S | I
88870844 | STATIC TIMER SAS 12D 3S | I
88870846 | STATIC TIMER SAS 220A 40S | I
88870847 | STATIC TIMER SAS D 24A 10S | I
88870849 | STATIC TIMER SAS 24A 0.3S | I
89420041 | TEMPERATURE CONTROLLER CT48A 24A J 250C | I
89420045 | TEMPERATURE CONTROLLER CT48A 115A J 250C | I
89420061 | TEMPERATURE CONTROLLER CT48A 24A J 450C | I
89420071 | TEMPERATURE CONTROLLER CT48A 24A K 800C | I
89420081 | TEMPERATURE CONTROLLER CT48A 24A K 1200C | I
89420085 | TEMPERATURE CONTROLLER CT48A 115A K 1200C | I
89420091 | TEMPERATURE CONTROLLER CT48A 24A J 600C | I
89420201 | TEMPERATURE CONTROLLER CT48A 24A P 30C | I
89420211 | TEMPERATURE CONTROLLER CT48A 24A P 40C | I
89420221 | TEMPERATURE CONTROLLER CT48A 24A P 120C | I
89420231 | TEMPERATURE CONTROLLER CT48A 24A P 200C | I
89420235 | TEMPERATURE CONTROLLER CT48A 115A PT100 | I
89420251 | TEMPERATURE CONTROLLER CT48A 24A P 400C | I
89420801 | TEMPERATURE CONTROLLER CT48A OFFSET+12 | I
89450222NC | POWER SUPPLY 24VDC 4 2A 100W WITH PFC | I
99761714 | HOUR COUNTER 997617 220/240V 50HZ | I
99766500 | IMPULSE COUNTER 6 DIGITS 24 WITHOUT RESET + WIRE | I
99766606 | IMPULSE COUNTER 36X37 48VCC WITHOUT RESET | I
99766707 | IMPULSE COUNTER 36X48 24VCC WITHOUT RESET | I
99766737 | IMPULSE COUNTER 36X48 220VCC WITHOUT RESET | I
99766904 | IMPULSE COUNTER 24X48 24V 50/60HZ WITHOUT RESET | I
99766921 | IMPULSE COUNTER 24X48 230V 50/60HZ WITH RESET | I
99766922 | IMPULSE COUNTER 24X48 115V 50/60HZ WITH RESET | I
E88225041 | MECHANICAL TIMER 882250 12MN 220.240V 50HZ | I
E88225042 | MECHANICAL TIMER 882250 12MN 110.127V 50HZ | I
E88225043 | MECHANICAL TIMER 882250 12MN 24V 50HZ | I
E88225044 | MECHANICAL TIMER 882250 12H 220.240V 50HZ | I
E88226041 | MECHANICAL TIMER 882260 12MN 220.240V 50HZ | I
E88226042 | MECHANICAL TIMER 882260 12MN 110.127V 50HZ | I
E88226043 | MECHANICAL TIMER 882260 12MN 24V 50HZ | I
E88226044 | MECHANICAL TIMER 882260 12H 220.240V 50HZ | I
E88226045 | MECHANICAL TIMER 882260 12H 110.127V 50HZ | I
E88226046 | MECHANICAL TIMER 882260 12H 24V 50HZ | I
E88226047 | MECHANICAL TIMER 882260 12H 42.48V 50HZ | I
E88226049 | MECHANICAL TIMER 882260 12MN 42.48V 50HZ | I
E88226521 | MECHANICAL TIMER 882265 12MN 24V 50HZ | I
E88226522 | MECHANICAL TIMER 882265 12MN 42-48V 50HZ | I
E88226523 | MECHANICAL TIMER 882265 12MN 110-127V 50HZ | I
E88226524 | MECHANICAL TIMER 882265 12MN 220-240V 50HZ UL | I
E88226526 | MECHANICAL TIMER 882265 12H 42-48 50HZ | I
E88226527 | MECHANICAL TIMER 882265 12H 110-127V 50HZ | I
E88226528 | MECHANICAL TIMER 882265 12H 220-240 50HZ UL | I
X0218538 | SMALL CAM TIMERS 882565 TEMPO=8H BOUTON=SANS WIT | I
2015947 | MISC CONTROL BLOCK 17.5 | I
26450100 | POWER SUPPLY SHEET RAIL DIN ABL1A0247 | I
26450101 | POWER SUPPLY ASSEMBLY BRACE ABL1A0147 | I
26546829 | ACCESSORY COUNTER ADAPTER 24X48 LCD | I
26546830 | ACCESSORY COUNTER ADAPTER 24X48 LCD | I
26852301 | PROBE CONTROL CONVERTER 10A/50MA | I
79237709 | ACCESSORY TIMER PROTECTION COVER 79237709 | I
79249152 | MISC CONTROL LABEL BLANK 68 X 58 | I
85201036 | FLAME CONTROL AUTOMATIC CONTROL 115VAC | I
85216011 | FLAME CONTROL CONTROL BOX FOR CGG1 | I
85216012 | FLAME CONTROL CONTROL BOX FOR CGG1 | I
85216013 | FLAME CONTROL CGG1/CGG2 | I
85216014 | FLAME CONTROL CONTROL BOX FOR CGG1 | I
85216015 | FLAME CONTROL CGG1/CGG2 | I
85216021 | FLAME CONTROL CGG1/CGG2 | I
85216023 | FLAME CONTROL CONTROL BOX | I
87610340 | TOTALIZER LCD LED CP2 2108 | I
87620111 | PRESET COUNTER 48X48 LCD 1 PRESET 12/24VDC | I
87620112 | PRESET COUNTER 48X48 LCD 1 PRESET 24VAC | I
87620113 | PRESET COUNTER 48X48 LCD 1 PRESET 115VAC | I
87620114 | PRESET COUNTER 48X48 LCD 1 PRESET 230VAC | I
87620121 | PRESET COUNTER 48X48 LCD 2 PRESET 12/24VDC | I
87620122 | PRESET COUNTER 48X48 LCD 2 PRESET 24VAC | I
87620123 | PRESET COUNTER 48X48 LCD 2 PRESET 115VAC | I
87620124 | PRESET COUNTER 48X48 LCD 2 PRESET 230VAC | I
87620211 | PRESET COUNTER 48X48 LED 1 PRESET 12/24VDC | I
87620212 | PRESET COUNTER 48X48 LED 1 PRESET 24VAC | I
87620213 | PRESET COUNTER 48X48 LED 1 PRESET 115VAC | I
87620214 | PRESET COUNTER 48X48 LED 1 PRESET 230VAC | I
87620221 | PRESET COUNTER 48X48 LED 2 PRESET 12/24VDC | I
87620222 | PRESET COUNTER 48X48 LED 2 PRESET 24VAC | I
87620223 | PRESET COUNTER 48X48 LED 2 PRESET 115VAC | I
87620224 | PRESET COUNTER 48X48 LED 2 PRESET 230VAC | I
87620300 | ACCESSORY PRESET COUNTER 48X48 ADAPTER FRAME 72X72 | I
88829119CE | EMAR9 24VAC-DC | I
88829902CE | EMAR9SP | I
89420087 | TEMPERATURE CONTROLLER CT48A 230.240V TCK | I
89420227 | TEMPERATURE CONTROLLER CT48A 240VA PT100 | I
89420237 | TEMPERATURE CONTROLLER CT48A 240VA PT100 | I
89450110 | POWER SUPPLY 12VDC 5A 60W | I
89450122 | POWER SUPPLY 12VDC 8 4A 100W WITH PFC | I
89450210 | POWER SUPPLY 24VDC 2 5A 60W | I
89450221 | POWER SUPPLY 24VDC 4 2A 100W | I
89450231 | POWER SUPPLY 24VDC 6 2A 150W | I
89450232 | POWER SUPPLY 24VDC 6 2A 150W WITH PFC | I
89450241 | POWER SUPPLY 24VDC 10A 240W | I
89450242 | POWER SUPPLY 24VDC 10A 240W WITH PFC | I
99761710 | COMPTEUR HORAIRE 997617 18/26V 50HZ | I
99761711 | HOUR COUNTER 997617 36/48V 50HZ | I
99761712 | HOUR COUNTER 997617 110-127V 50HZ | I
99761715 | HOUR COUNTER 997617 110/127V 60HZ | I
99761716 | HOUR COUNTER 997617 220-240V 60HZ | I
99761718 | HOUR COUNTER 997617 24/30V 60HZ | I
99766601 | IMPULSE COUNTER 36X37 230V 50/60HZWITHOUT RESET | I | FA
99766602 | IMPULSE COUNTER 36X37 115V 50/60HZWITHOUT RESET | I
99766604 | IMPULSE COUNTER 36X37 24V 50/60HZ WITHOUT RESET | I
99766607 | IMPULSE COUNTER 36X37 24VCC WITHOUT RESET | I
99766610 | IMPULSE COUNTER 36X37 230V 50/60HZ WITH RESET | I
99766611 | IMPULSE COUNTER 36X37 115V 50/60HZ WITH RESET | I
99766613 | IMPULSE COUNTER 36X37 24V 50/60HZ WITH RESET | I
99766616 | IMPULSE COUNTER 36X37 24VCC WITH RESET | I
99766702 | IMPULSE COUNTER 36X48 115V 50/60HZWITHOUT RESET | I
99766704 | IMPULSE COUNTER 36X48 24V 50/60HZ WITHOUT RESET | I
99766705 | IMPULSE COUNTER 36X48 110VCC WITHOUT RESET | I
99766710 | IMPULSE COUNTER 36X48 230V 50/60HZ WITH RESET | I
99766711 | IMPULSE COUNTER 36X48 115V 50/60HZ WITH RESET | I
99766713 | IMPULSE COUNTER 36X48 24V 50/60HZ WITH RESET | I
99766716 | IMPULSE COUNTER 36X48 24VCC WITH RESET | I
99766736 | IMPULSE COUNTER 36X48 48VCC WITHOUT RESET | I
99766901 | IMPULSE COUNTER 24X48 230V50/60HZ WITHOUT RESET | I
99766902 | IMPULSE COUNTER 24X48 115V50/60HZ WITHOUT RESET | I
99766905 | IMPULSE COUNTER 24X48 110VCC WITHOUT RESET | I
99766907 | IMPULSE COUNTER 24X48 24VCC WITHOUT RESET | I
99766924 | IMPULSE COUNTER 24X48 24V 50/60HZ WITH RESET | I
99766927 | IMPULSE COUNTER 24X48 24VC WITH RESET | I
99776001 | COMPTEUR TOTALISATEUR 6 CHIFFRES SANS RAZ | I
88827801 | BACK PANEL TIMER MUR1/SBM2 054522641030 | L
88866800 | BACK PANEL TIMER RU2R3/SBM3 054551649830 | L
88866809 | BACK PANEL TIMER RQR1/SBSD 054501641030 | L
85208613 | FLAME CONTROL AUTOMATIC CONTROL | S
74560059 | FLAME CONTROL CELL UV HS WITHOUT SUPPO | S
74560090 | FLAME CONTROL SOCLE UNDECALE | S
74560392 | FLAME CONTROL PLATE FOR 84510501 | S
74560633 | FLAME CONTROL ONLY PLATE WITH TEMPO | S
74561011 | FLAME CONTROL SOCKET | S
74561082 | FLAME CONTROL SOCKET FOR CLASS 85206838 | S
84510008 | FLAME CONTROL WITH UV AMPLIFIER | S
84510501 | FLAME CONTROL | S
84510508 | FLAME CONTROL BOX FLAME DETECTOR UV | S
84510516 | FLAME CONTROL | S
85201002 | FLAME CONTROL AUTOMATIC CONTROL | S
85201003 | FLAME CONTROL AUTOMATIC CONTROL | S
85201005 | FLAME CONTROL AUTOMATIC CONTROL | S
85201015 | FLAME CONTROL AUTOMATIC CONTROL | S
85201025 | FLAME CONTROL AUTOMATIC CONTROL | S
85201026 | FLAME CONTROL AUTOMATIC CONTROL | S
85201032 | FLAME CONTROL AUTOMATIC CONTROL | S
85201033 | FLAME CONTROL AUTOMATIC CONTROL | S
85201035 | FLAME CONTROL AUTOMATIC CONTROL | S
85201063 | FLAME CONTROL CONTROL BOX | S
85201502 | FLAME CONTROL AUTOMATIC CONTROL | S
85201503 | FLAME CONTROL AUTOMATIC CONTROL | S
85201505 | FLAME CONTROL AUTOMATIC CONTROL | S
85201515 | FLAME CONTROL AUTOMATIC CONTROL | S
85201525 | FLAME CONTROL AUTOMATIC CONTROL | S
85201526 | FLAME CONTROL AUTOMATIC CONTROL | S
85201532 | FLAME CONTROL AUTOMATIC CONTROL | S
85201535 | FLAME CONTROL AUTOMATIC CONTROL | S
85201901 | FLAME CONTROL CONTROL AIR FLAP | S
85206483 | FLAME CONTROL FLAME CONTROL | S
85206838 | FLAME CONTROL ELECTRONIC BOX CLEANER H | S
85207101 | FLAME CONTROL CELL UV + SOCLE ALU | S
85207102 | FLAME CONTROL SOCLE DIODE 852071 HV2 1M | S
85207103 | FLAME CONTROL CELL UV + SOCLE | S
85207104 | FLAME CONTROL CELL UV L120MM + CABLE | S
85207105 | FLAME CONTROL DIODE UV + SOCLE | S
85207110 | FLAME CONTROL CELL UV ETANCHE SORTIE | S
85207117 | FLAME CONTROL CELL UV + SOCLE | S
85207122 | FLAME CONTROL CELL UV IP54 SENSITIBLE | S
85207126 | FLAME CONTROL DIODE+SOCLE FOR AMPLIFIER | S
85207146 | FLAME CONTROL CELL HV5 L 3M | S
85207211 | FLAME CONTROL PROBE CGG1/CGG2 | S
85207212 | FLAME CONTROL PROBE CGG1/CGG2 | S